## Thermal
ENTSO-E Market Modelling Database: Thermal generation
Country: |  |  |  |  | Net generating capacity | Number of units
Market Node: | PT00 |  |  | Gas | 1357 | 4
Year:
Climate year
Scenario
Fuel & Plant type |  | Net generating capacity (MW) | Number of units | Number of biofuel units | Biofuel usage [%] | MUST RUN OBLIGATIONS | [13 empty] | Daily limitation in MWh (optional) | [11 empty] | Unavailability |  |  | Min stable power (% of max power) | Ramp up rate(MW/h) | Ramp down rate (MW/h) | fixed generation reduction (% of max power output) | Median Start-up fuel name | Custom biofuel price (EUR/Net GJ) | Maximum number of units on maintenance
[32 empty] | Forced outage (annual rate) | Planned outage | Planned outage
[33 empty] | annual rate | winter
[7 empty] | Jan | Feb | Mar | April | May | June | July | Aug | Sept | Oct | Nov | Dec | causes (e.g technical, subsidies, environmental, grid constraints... | Jan | Feb | Mar | April | May | June | July | Aug | Sept | Oct | Nov | Dec | % | number of days | minimum % of annual number of days
Nuclear |  | 0 | 0 | 0 | 0 | number of must run units | 0 | 0 | 0 | 0 | 0 | 0 | 0 | 0 | 0 | 0 | 0 | 0 | [13 empty] | 5 | 54 | 15 |  |  |  | 0 | 0 |  | 0
[6 empty] | % of installed capacity | 0 | 0 | 0 | 0 | 0 | 0 | 0 | 0 | 0 | 0 | 0 | 0
Hard coal | old 1 | 0 | 0 | 0 | 0 | number of must run units | 0 | 0 | 0 | 0 | 0 | 0 | 0 | 0 | 0 | 0 | 0 | 0 | [13 empty] | 10 | 27 | 15 |  |  |  | 0 | 0 |  | 0
[6 empty] | % of installed capacity | 0 | 0 | 0 | 0 | 0 | 0 | 0 | 0 | 0 | 0 | 0 | 0
| old 2 | 0 | 0 | 0 | 0 | number of must run units | 0 | 0 | 0 | 0 | 0 | 0 | 0 | 0 | 0 | 0 | 0 | 0 | [13 empty] | 10 | 27 | 15 |  |  |  | 0 | 0 |  | 0
[6 empty] | % of installed capacity | 0 | 0 | 0 | 0 | 0 | 0 | 0 | 0 | 0 | 0 | 0 | 0
| new | 0 | 0 | 0 | 0 | number of must run units | 0 | 0 | 0 | 0 | 0 | 0 | 0 | 0 | 0 | 0 | 0 | 0 | [13 empty] | 7.5 | 27 | 15 |  |  |  | 0 | 0 |  | 0
[6 empty] | % of installed capacity | 0 | 0 | 0 | 0 | 0 | 0 | 0 | 0 | 0 | 0 | 0 | 0
| CCS | 0 | 0 | 0 | 0 | number of must run units | 0 | 0 | 0 | 0 | 0 | 0 | 0 | 0 | 0 | 0 | 0 | 0 | [13 empty] | 7.5 | 27 | 15 |  |  |  | 0 | 0 |  | 0
[6 empty] | % of installed capacity | 0 | 0 | 0 | 0 | 0 | 0 | 0 | 0 | 0 | 0 | 0 | 0
Lignite | old 1 | 0 | 0 | 0 | 0 | number of must run units | 0 | 0 | 0 | 0 | 0 | 0 | 0 | 0 | 0 | 0 | 0 | 0 | [13 empty] | 10 | 27 | 15 |  |  |  | 0 | 0 |  | 0
[6 empty] | % of installed capacity | 0 | 0 | 0 | 0 | 0 | 0 | 0 | 0 | 0 | 0 | 0 | 0
| old 2 | 0 | 0 | 0 | 0 | number of must run units | 0 | 0 | 0 | 0 | 0 | 0 | 0 | 0 | 0 | 0 | 0 | 0 | [13 empty] | 10 | 27 | 15 |  |  |  | 0 | 0 |  | 0
[6 empty] | % of installed capacity | 0 | 0 | 0 | 0 | 0 | 0 | 0 | 0 | 0 | 0 | 0 | 0
| new | 0 | 0 | 0 | 0 | number of must run units | 0 | 0 | 0 | 0 | 0 | 0 | 0 | 0 | 0 | 0 | 0 | 0 | [13 empty] | 7.5 | 27 | 15 |  |  |  | 0 | 0 |  | 0
[6 empty] | % of installed capacity | 0 | 0 | 0 | 0 | 0 | 0 | 0 | 0 | 0 | 0 | 0 | 0
| CCS | 0 | 0 | 0 | 0 | number of must run units | 0 | 0 | 0 | 0 | 0 | 0 | 0 | 0 | 0 | 0 | 0 | 0 | [13 empty] | 7.5 | 27 | 15 |  |  |  | 0 | 0 |  | 0
[6 empty] | % of installed capacity | 0 | 0 | 0 | 0 | 0 | 0 | 0 | 0 | 0 | 0 | 0 | 0
Gas | Conventional old 1 | 0 | 0 | 0 | 0 | number of must run units | 0 | 0 | 0 | 0 | 0 | 0 | 0 | 0 | 0 | 0 | 0 | 0 | [13 empty] | 8 | 27 | 15 |  |  |  | 0 | 0 |  | 0
[6 empty] | % of installed capacity | 0 | 0 | 0 | 0 | 0 | 0 | 0 | 0 | 0 | 0 | 0 | 0
| Conventional old 2 | 0 | 0 | 0 | 0 | number of must run units | 0 | 0 | 0 | 0 | 0 | 0 | 0 | 0 | 0 | 0 | 0 | 0 | [13 empty] | 8 | 27 | 15 |  |  |  | 0 | 0 |  | 0
[6 empty] | % of installed capacity | 0 | 0 | 0 | 0 | 0 | 0 | 0 | 0 | 0 | 0 | 0 | 0
| CCGT old 1 | 0 | 0 | 0 | 0 | number of must run units | 0 | 0 | 0 | 0 | 0 | 0 | 0 | 0 | 0 | 0 | 0 | 0 | [13 empty] | 8 | 27 | 15 |  |  |  | 0 | 0 |  | 0
[6 empty] | % of installed capacity | 0 | 0 | 0 | 0 | 0 | 0 | 0 | 0 | 0 | 0 | 0 | 0
| CCGT old 2 | 0 | 0 | 0 | 0 | number of must run units | 0 | 0 | 0 | 0 | 0 | 0 | 0 | 0 | 0 | 0 | 0 | 0 | [13 empty] | 8 | 27 | 15 |  |  |  | 0 | 0 |  | 0
[6 empty] | % of installed capacity | 0 | 0 | 0 | 0 | 0 | 0 | 0 | 0 | 0 | 0 | 0 | 0
| CCGT new | 0 | 0 | 0 | 0 | number of must run units | 0 | 0 | 0 | 0 | 0 | 0 | 0 | 0 | 0 | 0 | 0 | 0 | [13 empty] | 5 | 27 | 15 |  |  |  | 0 | 0 |  | 0
[6 empty] | % of installed capacity | 0 | 0 | 0 | 0 | 0 | 0 | 0 | 0 | 0 | 0 | 0 | 0
| CCGT CCS | 0 | 0 | 0 | 0 | number of must run units | 0 | 0 | 0 | 0 | 0 | 0 | 0 | 0 | 0 | 0 | 0 | 0 | [13 empty] | 5 | 27 | 15 |  |  |  | 0 | 0 |  | 0
[6 empty] | % of installed capacity | 0 | 0 | 0 | 0 | 0 | 0 | 0 | 0 | 0 | 0 | 0 | 0
| OCGT old | 0 | 0 | 0 | 0 | number of must run units | 0 | 0 | 0 | 0 | 0 | 0 | 0 | 0 | 0 | 0 | 0 | 0 | [13 empty] | 8 | 13 | 15 |  |  |  | 0 | 0 |  | 0
[6 empty] | % of installed capacity | 0 | 0 | 0 | 0 | 0 | 0 | 0 | 0 | 0 | 0 | 0 | 0
| OCGT new | 0 | 0 | 0 | 0 | number of must run units | 0 | 0 | 0 | 0 | 0 | 0 | 0 | 0 | 0 | 0 | 0 | 0 | [13 empty] | 5 | 13 | 15 |  |  |  | 0 | 0 |  | 0
[6 empty] | % of installed capacity | 0 | 0 | 0 | 0 | 0 | 0 | 0 | 0 | 0 | 0 | 0 | 0
Light oil |  | 0 | 0 | 0 | 0 | number of must run units | 0 | 0 | 0 | 0 | 0 | 0 | 0 | 0 | 0 | 0 | 0 | 0 | [13 empty] | 8 | 13 | 15 |  |  |  | 0 | 0 |  | 0
[6 empty] | % of installed capacity | 0 | 0 | 0 | 0 | 0 | 0 | 0 | 0 | 0 | 0 | 0 | 0
Heavy oil | old 1 | 0 | 0 | 0 | 0 | number of must run units | 0 | 0 | 0 | 0 | 0 | 0 | 0 | 0 | 0 | 0 | 0 | 0 | [13 empty] | 10 | 27 | 15 |  |  |  | 0 | 0 |  | 0
[6 empty] | % of installed capacity | 0 | 0 | 0 | 0 | 0 | 0 | 0 | 0 | 0 | 0 | 0 | 0
| old 2 | 0 | 0 | 0 | 0 | number of must run units | 0 | 0 | 0 | 0 | 0 | 0 | 0 | 0 | 0 | 0 | 0 | 0 | [13 empty] | 10 | 27 | 15 |  |  |  | 0 | 0 |  | 0
[6 empty] | % of installed capacity | 0 | 0 | 0 | 0 | 0 | 0 | 0 | 0 | 0 | 0 | 0 | 0
Oil shale | old | 0 | 0 | 0 | 0 | number of must run units | 0 | 0 | 0 | 0 | 0 | 0 | 0 | 0 | 0 | 0 | 0 | 0 | [13 empty] | 10 | 27 | 15 |  |  |  | 0 | 0 |  | 0
[6 empty] | % of installed capacity | 0 | 0 | 0 | 0 | 0 | 0 | 0 | 0 | 0 | 0 | 0 | 0
| new | 0 | 0 | 0 | 0 | number of must run units | 0 | 0 | 0 | 0 | 0 | 0 | 0 | 0 | 0 | 0 | 0 | 0 | [13 empty] | 7.5 | 27 | 15 |  |  |  | 0 | 0 |  | 0
[6 empty] | % of installed capacity | 0 | 0 | 0 | 0 | 0 | 0 | 0 | 0 | 0 | 0 | 0 | 0
Gas | CCGT present 1 | 1357 | 4 | 0 | 0 | number of must run units | 0 | 0 | 0 | 0 | 0 | 0 | 0 | 0 | 0 | 0 | 0 | 0 | [13 empty] | 5 | 27 | 15 | 36.846 | 2.4 | 3 | 0 | 0 | 0 | 4
[6 empty] | % of installed capacity | 0 | 0 | 0 | 0 | 0 | 0 | 0 | 0 | 0 | 0 | 0 | 0
| CCGT present 2 | 0 | 0 | 0 | 0 | number of must run units | 0 | 0 | 0 | 0 | 0 | 0 | 0 | 0 | 0 | 0 | 0 | 0 | [13 empty] | 5 | 27 | 15 |  |  |  | 0 | 0 |  | 0
[6 empty] | % of installed capacity | 0 | 0 | 0 | 0 | 0 | 0 | 0 | 0 | 0 | 0 | 0 | 0
Hydrogen | Fuel Cell | 0 | 0 | 0 | 0 | number of must run units | 0 | 0 | 0 | 0 | 0 | 0 | 0 | 0 | 0 | 0 | 0 | 0 | [13 empty] | 2.5 | 7 | 0 |  |  |  | 0 | 0 |  | 0
[6 empty] | % of installed capacity | 0 | 0 | 0 | 0 | 0 | 0 | 0 | 0 | 0 | 0 | 0 | 0
Hydrogen | CCGT | 0 | 0 | 0 | 0 | number of must run units | 0 | 0 | 0 | 0 | 0 | 0 | 0 | 0 | 0 | 0 | 0 | 0 | [13 empty] | 5 | 27 | 15 |  |  |  | 0 | 0 |  | 0
[6 empty] | % of installed capacity | 0 | 0 | 0 | 0 | 0 | 0 | 0 | 0 | 0 | 0 | 0 | 0
Hydrogen | OCGT | 0 | 0 | 0 | 0 | number of must run units | 0 | 0 | 0 | 0 | 0 | 0 | 0 | 0 | 0 | 0 | 0 | 0 | [13 empty] | 5 | 13 | 15 |  |  |  | 0 | 0 |  | 0
[6 empty] | % of installed capacity | 0 | 0 | 0 | 0 | 0 | 0 | 0 | 0 | 0 | 0 | 0 | 0

## Other Non-RES
ENTSO-E Market Modelling Database: Other non-RES
Country:
Market Node: | PT00
Year:
Climate year |  |  | N.B. use convention first January always Monday (2007 calendar year) --> see guidelines for further details
Scenario
|  | Price Band 1 | Price Band 2
| Installed capacity (MW) | 469
| Number of units | 66
| PEMMDB type(s) | OtherNon-RES/Gas/OCGT old
Purpose
| Avg. Market Offer Price (€/MWh) | 0
| Avg. Efficiency Ratio | 0.35
| Avg. CO2 em. factor (ton/MWh) | 162.8571
| Start climate year | 2040
| End climate year | 2040
Date | Hour | Available capacity (MW) | Available capacity (MW) | Available capacity (MW) | Available capacity (MW) | Available capacity (MW) | Available capacity (MW) | Available capacity (MW) | Available capacity (MW) | Available capacity (MW) | Available capacity (MW) | Available capacity (MW) | Available capacity (MW) | Available capacity (MW) | Available capacity (MW) | Available capacity (MW) | Available capacity (MW) | Available capacity (MW) | Available capacity (MW) | Available capacity (MW) | Available capacity (MW) | Available capacity (MW) | Available capacity (MW) | Available capacity (MW) | Available capacity (MW) | Available capacity (MW) | Available capacity (MW) | Available capacity (MW)
01.01. | 1 | 469
01.01. | 2 | 469
01.01. | 3 | 469
01.01. | 4 | 469
01.01. | 5 | 469
01.01. | 6 | 469
01.01. | 7 | 469
01.01. | 8 | 469
01.01. | 9 | 469
01.01. | 10 | 469
01.01. | 11 | 469
01.01. | 12 | 469
01.01. | 13 | 469
01.01. | 14 | 469
01.01. | 15 | 469
01.01. | 16 | 469
01.01. | 17 | 469
01.01. | 18 | 469
01.01. | 19 | 469
01.01. | 20 | 469
01.01. | 21 | 469
01.01. | 22 | 469
01.01. | 23 | 469
01.01. | 24 | 469
02.01. | 1 | 469
02.01. | 2 | 469
02.01. | 3 | 469
02.01. | 4 | 469
02.01. | 5 | 469
02.01. | 6 | 469
02.01. | 7 | 469
02.01. | 8 | 469
02.01. | 9 | 469
02.01. | 10 | 469
02.01. | 11 | 469
02.01. | 12 | 469
02.01. | 13 | 469
02.01. | 14 | 469
02.01. | 15 | 469
02.01. | 16 | 469
02.01. | 17 | 469
02.01. | 18 | 469
02.01. | 19 | 469
02.01. | 20 | 469
02.01. | 21 | 469
02.01. | 22 | 469
02.01. | 23 | 469
02.01. | 24 | 469
03.01. | 1 | 469
03.01. | 2 | 469
03.01. | 3 | 469
03.01. | 4 | 469
03.01. | 5 | 469
03.01. | 6 | 469
03.01. | 7 | 469
03.01. | 8 | 469
03.01. | 9 | 469
03.01. | 10 | 469
03.01. | 11 | 469
03.01. | 12 | 469
03.01. | 13 | 469
03.01. | 14 | 469
03.01. | 15 | 469
03.01. | 16 | 469
03.01. | 17 | 469
03.01. | 18 | 469
03.01. | 19 | 469
03.01. | 20 | 469
03.01. | 21 | 469
03.01. | 22 | 469
03.01. | 23 | 469
03.01. | 24 | 469
04.01. | 1 | 469
04.01. | 2 | 469
04.01. | 3 | 469
04.01. | 4 | 469
04.01. | 5 | 469
04.01. | 6 | 469
04.01. | 7 | 469
04.01. | 8 | 469
04.01. | 9 | 469
04.01. | 10 | 469
04.01. | 11 | 469
04.01. | 12 | 469
04.01. | 13 | 469
04.01. | 14 | 469
04.01. | 15 | 469
04.01. | 16 | 469
04.01. | 17 | 469
04.01. | 18 | 469
04.01. | 19 | 469
04.01. | 20 | 469
04.01. | 21 | 469
04.01. | 22 | 469
04.01. | 23 | 469
04.01. | 24 | 469
05.01. | 1 | 469
05.01. | 2 | 469
05.01. | 3 | 469
05.01. | 4 | 469
05.01. | 5 | 469
05.01. | 6 | 469
05.01. | 7 | 469
05.01. | 8 | 469
05.01. | 9 | 469
05.01. | 10 | 469
05.01. | 11 | 469
05.01. | 12 | 469
05.01. | 13 | 469
05.01. | 14 | 469
05.01. | 15 | 469
05.01. | 16 | 469
05.01. | 17 | 469
05.01. | 18 | 469
05.01. | 19 | 469
05.01. | 20 | 469
05.01. | 21 | 469
05.01. | 22 | 469
05.01. | 23 | 469
05.01. | 24 | 469
06.01. | 1 | 469
06.01. | 2 | 469
06.01. | 3 | 469
06.01. | 4 | 469
06.01. | 5 | 469
06.01. | 6 | 469
06.01. | 7 | 469
06.01. | 8 | 469
06.01. | 9 | 469
06.01. | 10 | 469
06.01. | 11 | 469
06.01. | 12 | 469
06.01. | 13 | 469
06.01. | 14 | 469
06.01. | 15 | 469
06.01. | 16 | 469
06.01. | 17 | 469
06.01. | 18 | 469
06.01. | 19 | 469
06.01. | 20 | 469
06.01. | 21 | 469
06.01. | 22 | 469
06.01. | 23 | 469
06.01. | 24 | 469
07.01. | 1 | 469
07.01. | 2 | 469
07.01. | 3 | 469
07.01. | 4 | 469
07.01. | 5 | 469
07.01. | 6 | 469
07.01. | 7 | 469
07.01. | 8 | 469
07.01. | 9 | 469
07.01. | 10 | 469
07.01. | 11 | 469
07.01. | 12 | 469
07.01. | 13 | 469
07.01. | 14 | 469
07.01. | 15 | 469
07.01. | 16 | 469
07.01. | 17 | 469
07.01. | 18 | 469
07.01. | 19 | 469
07.01. | 20 | 469
07.01. | 21 | 469
07.01. | 22 | 469
07.01. | 23 | 469
07.01. | 24 | 469
08.01. | 1 | 469
08.01. | 2 | 469
08.01. | 3 | 469
08.01. | 4 | 469
08.01. | 5 | 469
08.01. | 6 | 469
08.01. | 7 | 469
08.01. | 8 | 469
08.01. | 9 | 469
08.01. | 10 | 469
08.01. | 11 | 469
08.01. | 12 | 469
08.01. | 13 | 469
08.01. | 14 | 469
08.01. | 15 | 469
08.01. | 16 | 469
08.01. | 17 | 469
08.01. | 18 | 469
08.01. | 19 | 469
08.01. | 20 | 469
08.01. | 21 | 469
08.01. | 22 | 469
08.01. | 23 | 469
08.01. | 24 | 469
09.01. | 1 | 469
09.01. | 2 | 469
09.01. | 3 | 469
09.01. | 4 | 469
09.01. | 5 | 469
09.01. | 6 | 469
09.01. | 7 | 469
09.01. | 8 | 469
09.01. | 9 | 469
09.01. | 10 | 469
09.01. | 11 | 469
09.01. | 12 | 469
09.01. | 13 | 469
09.01. | 14 | 469
09.01. | 15 | 469
09.01. | 16 | 469
09.01. | 17 | 469
09.01. | 18 | 469
09.01. | 19 | 469
09.01. | 20 | 469
09.01. | 21 | 469
09.01. | 22 | 469
09.01. | 23 | 469
09.01. | 24 | 469
10.01. | 1 | 469
10.01. | 2 | 469
10.01. | 3 | 469
10.01. | 4 | 469
10.01. | 5 | 469
10.01. | 6 | 469
10.01. | 7 | 469
10.01. | 8 | 469
10.01. | 9 | 469
10.01. | 10 | 469
10.01. | 11 | 469
10.01. | 12 | 469
10.01. | 13 | 469
10.01. | 14 | 469
10.01. | 15 | 469
10.01. | 16 | 469
10.01. | 17 | 469
10.01. | 18 | 469
10.01. | 19 | 469
10.01. | 20 | 469
10.01. | 21 | 469
10.01. | 22 | 469
10.01. | 23 | 469
10.01. | 24 | 469
11.01. | 1 | 469
11.01. | 2 | 469
11.01. | 3 | 469
11.01. | 4 | 469
11.01. | 5 | 469
11.01. | 6 | 469
11.01. | 7 | 469
11.01. | 8 | 469
11.01. | 9 | 469
11.01. | 10 | 469
11.01. | 11 | 469
11.01. | 12 | 469
11.01. | 13 | 469
11.01. | 14 | 469
11.01. | 15 | 469
11.01. | 16 | 469
11.01. | 17 | 469
11.01. | 18 | 469
11.01. | 19 | 469
11.01. | 20 | 469
11.01. | 21 | 469
11.01. | 22 | 469
11.01. | 23 | 469
11.01. | 24 | 469
12.01. | 1 | 469
12.01. | 2 | 469
12.01. | 3 | 469
12.01. | 4 | 469
12.01. | 5 | 469
12.01. | 6 | 469
12.01. | 7 | 469
12.01. | 8 | 469
12.01. | 9 | 469
12.01. | 10 | 469
12.01. | 11 | 469
12.01. | 12 | 469
12.01. | 13 | 469
12.01. | 14 | 469
12.01. | 15 | 469
12.01. | 16 | 469
12.01. | 17 | 469
12.01. | 18 | 469
12.01. | 19 | 469
12.01. | 20 | 469
12.01. | 21 | 469
12.01. | 22 | 469
12.01. | 23 | 469
12.01. | 24 | 469
13.01. | 1 | 469
13.01. | 2 | 469
13.01. | 3 | 469
13.01. | 4 | 469
13.01. | 5 | 469
13.01. | 6 | 469
13.01. | 7 | 469
13.01. | 8 | 469
13.01. | 9 | 469
13.01. | 10 | 469
13.01. | 11 | 469
13.01. | 12 | 469
13.01. | 13 | 469
13.01. | 14 | 469
13.01. | 15 | 469
13.01. | 16 | 469
13.01. | 17 | 469
13.01. | 18 | 469
13.01. | 19 | 469
13.01. | 20 | 469
13.01. | 21 | 469
13.01. | 22 | 469
13.01. | 23 | 469
13.01. | 24 | 469
14.01. | 1 | 469
14.01. | 2 | 469
14.01. | 3 | 469
14.01. | 4 | 469
14.01. | 5 | 469
14.01. | 6 | 469
14.01. | 7 | 469
14.01. | 8 | 469
14.01. | 9 | 469
14.01. | 10 | 469
14.01. | 11 | 469
14.01. | 12 | 469
14.01. | 13 | 469
14.01. | 14 | 469
14.01. | 15 | 469
14.01. | 16 | 469
14.01. | 17 | 469
14.01. | 18 | 469
14.01. | 19 | 469
14.01. | 20 | 469
14.01. | 21 | 469
14.01. | 22 | 469
14.01. | 23 | 469
14.01. | 24 | 469
15.01. | 1 | 469
15.01. | 2 | 469
15.01. | 3 | 469
15.01. | 4 | 469
15.01. | 5 | 469
15.01. | 6 | 469
15.01. | 7 | 469
15.01. | 8 | 469
15.01. | 9 | 469
15.01. | 10 | 469
15.01. | 11 | 469
15.01. | 12 | 469
15.01. | 13 | 469
15.01. | 14 | 469
15.01. | 15 | 469
15.01. | 16 | 469
15.01. | 17 | 469
15.01. | 18 | 469
15.01. | 19 | 469
15.01. | 20 | 469
15.01. | 21 | 469
15.01. | 22 | 469
15.01. | 23 | 469
15.01. | 24 | 469
16.01. | 1 | 469
16.01. | 2 | 469
16.01. | 3 | 469
16.01. | 4 | 469
16.01. | 5 | 469
16.01. | 6 | 469
16.01. | 7 | 469
16.01. | 8 | 469
16.01. | 9 | 469
16.01. | 10 | 469
16.01. | 11 | 469
16.01. | 12 | 469
16.01. | 13 | 469
16.01. | 14 | 469
16.01. | 15 | 469
16.01. | 16 | 469
16.01. | 17 | 469
16.01. | 18 | 469
16.01. | 19 | 469
16.01. | 20 | 469
16.01. | 21 | 469
16.01. | 22 | 469
16.01. | 23 | 469
16.01. | 24 | 469
17.01. | 1 | 469
17.01. | 2 | 469
17.01. | 3 | 469
17.01. | 4 | 469
17.01. | 5 | 469
17.01. | 6 | 469
17.01. | 7 | 469
17.01. | 8 | 469
17.01. | 9 | 469
17.01. | 10 | 469
17.01. | 11 | 469
17.01. | 12 | 469
17.01. | 13 | 469
17.01. | 14 | 469
17.01. | 15 | 469
17.01. | 16 | 469
17.01. | 17 | 469
17.01. | 18 | 469
17.01. | 19 | 469
17.01. | 20 | 469
17.01. | 21 | 469
17.01. | 22 | 469
17.01. | 23 | 469
17.01. | 24 | 469
18.01. | 1 | 469
18.01. | 2 | 469
18.01. | 3 | 469
18.01. | 4 | 469
18.01. | 5 | 469
18.01. | 6 | 469
18.01. | 7 | 469
18.01. | 8 | 469
18.01. | 9 | 469
18.01. | 10 | 469
18.01. | 11 | 469
18.01. | 12 | 469
18.01. | 13 | 469
18.01. | 14 | 469
18.01. | 15 | 469
18.01. | 16 | 469
18.01. | 17 | 469
18.01. | 18 | 469
18.01. | 19 | 469
18.01. | 20 | 469
18.01. | 21 | 469
18.01. | 22 | 469
18.01. | 23 | 469
18.01. | 24 | 469
19.01. | 1 | 469
19.01. | 2 | 469
19.01. | 3 | 469
19.01. | 4 | 469
19.01. | 5 | 469
19.01. | 6 | 469
19.01. | 7 | 469
19.01. | 8 | 469
19.01. | 9 | 469
19.01. | 10 | 469
19.01. | 11 | 469
19.01. | 12 | 469
19.01. | 13 | 469
19.01. | 14 | 469
19.01. | 15 | 469
19.01. | 16 | 469
19.01. | 17 | 469
19.01. | 18 | 469
19.01. | 19 | 469
19.01. | 20 | 469
19.01. | 21 | 469
19.01. | 22 | 469
19.01. | 23 | 469
19.01. | 24 | 469
20.01. | 1 | 469
20.01. | 2 | 469
20.01. | 3 | 469
20.01. | 4 | 469
20.01. | 5 | 469
20.01. | 6 | 469
20.01. | 7 | 469
20.01. | 8 | 469
20.01. | 9 | 469
20.01. | 10 | 469
20.01. | 11 | 469
20.01. | 12 | 469
20.01. | 13 | 469
20.01. | 14 | 469
20.01. | 15 | 469
20.01. | 16 | 469
20.01. | 17 | 469
20.01. | 18 | 469
20.01. | 19 | 469
20.01. | 20 | 469
20.01. | 21 | 469
20.01. | 22 | 469
20.01. | 23 | 469
20.01. | 24 | 469
21.01. | 1 | 469
21.01. | 2 | 469
21.01. | 3 | 469
21.01. | 4 | 469
21.01. | 5 | 469
21.01. | 6 | 469
21.01. | 7 | 469
21.01. | 8 | 469
21.01. | 9 | 469
21.01. | 10 | 469
21.01. | 11 | 469
21.01. | 12 | 469
21.01. | 13 | 469
21.01. | 14 | 469
21.01. | 15 | 469
21.01. | 16 | 469
21.01. | 17 | 469
21.01. | 18 | 469
21.01. | 19 | 469
21.01. | 20 | 469
21.01. | 21 | 469
21.01. | 22 | 469
21.01. | 23 | 469
21.01. | 24 | 469
22.01. | 1 | 469
22.01. | 2 | 469
22.01. | 3 | 469
22.01. | 4 | 469
22.01. | 5 | 469
22.01. | 6 | 469
22.01. | 7 | 469
22.01. | 8 | 469
22.01. | 9 | 469
22.01. | 10 | 469
22.01. | 11 | 469
22.01. | 12 | 469
22.01. | 13 | 469
22.01. | 14 | 469
22.01. | 15 | 469
22.01. | 16 | 469
22.01. | 17 | 469
22.01. | 18 | 469
22.01. | 19 | 469
22.01. | 20 | 469
22.01. | 21 | 469
22.01. | 22 | 469
22.01. | 23 | 469
22.01. | 24 | 469
23.01. | 1 | 469
23.01. | 2 | 469
23.01. | 3 | 469
23.01. | 4 | 469
23.01. | 5 | 469
23.01. | 6 | 469
23.01. | 7 | 469
23.01. | 8 | 469
23.01. | 9 | 469
23.01. | 10 | 469
23.01. | 11 | 469
23.01. | 12 | 469
23.01. | 13 | 469
23.01. | 14 | 469
23.01. | 15 | 469
23.01. | 16 | 469
23.01. | 17 | 469
23.01. | 18 | 469
23.01. | 19 | 469
23.01. | 20 | 469
23.01. | 21 | 469
23.01. | 22 | 469
23.01. | 23 | 469
23.01. | 24 | 469
24.01. | 1 | 469
24.01. | 2 | 469
24.01. | 3 | 469
24.01. | 4 | 469
24.01. | 5 | 469
24.01. | 6 | 469
24.01. | 7 | 469
24.01. | 8 | 469
24.01. | 9 | 469
24.01. | 10 | 469
24.01. | 11 | 469
24.01. | 12 | 469
24.01. | 13 | 469
24.01. | 14 | 469
24.01. | 15 | 469
24.01. | 16 | 469
24.01. | 17 | 469
24.01. | 18 | 469
24.01. | 19 | 469
24.01. | 20 | 469
24.01. | 21 | 469
24.01. | 22 | 469
24.01. | 23 | 469
24.01. | 24 | 469
25.01. | 1 | 469
25.01. | 2 | 469
25.01. | 3 | 469
25.01. | 4 | 469
25.01. | 5 | 469
25.01. | 6 | 469
25.01. | 7 | 469
25.01. | 8 | 469
25.01. | 9 | 469
25.01. | 10 | 469
25.01. | 11 | 469
25.01. | 12 | 469
25.01. | 13 | 469
25.01. | 14 | 469
25.01. | 15 | 469
25.01. | 16 | 469
25.01. | 17 | 469
25.01. | 18 | 469
25.01. | 19 | 469
25.01. | 20 | 469
25.01. | 21 | 469
25.01. | 22 | 469
25.01. | 23 | 469
25.01. | 24 | 469
26.01. | 1 | 469
26.01. | 2 | 469
26.01. | 3 | 469
26.01. | 4 | 469
26.01. | 5 | 469
26.01. | 6 | 469
26.01. | 7 | 469
26.01. | 8 | 469
26.01. | 9 | 469
26.01. | 10 | 469
26.01. | 11 | 469
26.01. | 12 | 469
26.01. | 13 | 469
26.01. | 14 | 469
26.01. | 15 | 469
26.01. | 16 | 469
26.01. | 17 | 469
26.01. | 18 | 469
26.01. | 19 | 469
26.01. | 20 | 469
26.01. | 21 | 469
26.01. | 22 | 469
26.01. | 23 | 469
26.01. | 24 | 469
27.01. | 1 | 469
27.01. | 2 | 469
27.01. | 3 | 469
27.01. | 4 | 469
27.01. | 5 | 469
27.01. | 6 | 469
27.01. | 7 | 469
27.01. | 8 | 469
27.01. | 9 | 469
27.01. | 10 | 469
27.01. | 11 | 469
27.01. | 12 | 469
27.01. | 13 | 469
27.01. | 14 | 469
27.01. | 15 | 469
27.01. | 16 | 469
27.01. | 17 | 469
27.01. | 18 | 469
27.01. | 19 | 469
27.01. | 20 | 469
27.01. | 21 | 469
27.01. | 22 | 469
27.01. | 23 | 469
27.01. | 24 | 469
28.01. | 1 | 469
28.01. | 2 | 469
28.01. | 3 | 469
28.01. | 4 | 469
28.01. | 5 | 469
28.01. | 6 | 469
28.01. | 7 | 469
28.01. | 8 | 469
28.01. | 9 | 469
28.01. | 10 | 469
28.01. | 11 | 469
28.01. | 12 | 469
28.01. | 13 | 469
28.01. | 14 | 469
28.01. | 15 | 469
28.01. | 16 | 469
28.01. | 17 | 469
28.01. | 18 | 469
28.01. | 19 | 469
28.01. | 20 | 469
28.01. | 21 | 469
28.01. | 22 | 469
28.01. | 23 | 469
28.01. | 24 | 469
29.01. | 1 | 469
29.01. | 2 | 469
29.01. | 3 | 469
29.01. | 4 | 469
29.01. | 5 | 469
29.01. | 6 | 469
29.01. | 7 | 469
29.01. | 8 | 469
29.01. | 9 | 469
29.01. | 10 | 469
29.01. | 11 | 469
29.01. | 12 | 469
29.01. | 13 | 469
29.01. | 14 | 469
29.01. | 15 | 469
29.01. | 16 | 469
29.01. | 17 | 469
29.01. | 18 | 469
29.01. | 19 | 469
29.01. | 20 | 469
29.01. | 21 | 469
29.01. | 22 | 469
29.01. | 23 | 469
29.01. | 24 | 469
30.01. | 1 | 469
30.01. | 2 | 469
30.01. | 3 | 469
30.01. | 4 | 469
30.01. | 5 | 469
30.01. | 6 | 469
30.01. | 7 | 469
30.01. | 8 | 469
30.01. | 9 | 469
30.01. | 10 | 469
30.01. | 11 | 469
30.01. | 12 | 469
30.01. | 13 | 469
30.01. | 14 | 469
30.01. | 15 | 469
30.01. | 16 | 469
30.01. | 17 | 469
30.01. | 18 | 469
30.01. | 19 | 469
30.01. | 20 | 469
30.01. | 21 | 469
30.01. | 22 | 469
30.01. | 23 | 469
30.01. | 24 | 469
31.01. | 1 | 469
31.01. | 2 | 469
31.01. | 3 | 469
31.01. | 4 | 469
31.01. | 5 | 469
31.01. | 6 | 469
31.01. | 7 | 469
31.01. | 8 | 469
31.01. | 9 | 469
31.01. | 10 | 469
31.01. | 11 | 469
31.01. | 12 | 469
31.01. | 13 | 469
31.01. | 14 | 469
31.01. | 15 | 469
31.01. | 16 | 469
31.01. | 17 | 469
31.01. | 18 | 469
31.01. | 19 | 469
31.01. | 20 | 469
31.01. | 21 | 469
31.01. | 22 | 469
31.01. | 23 | 469
31.01. | 24 | 469
01.02. | 1 | 469
01.02. | 2 | 469
01.02. | 3 | 469
01.02. | 4 | 469
01.02. | 5 | 469
01.02. | 6 | 469
01.02. | 7 | 469
01.02. | 8 | 469
01.02. | 9 | 469
01.02. | 10 | 469
01.02. | 11 | 469
01.02. | 12 | 469
01.02. | 13 | 469
01.02. | 14 | 469
01.02. | 15 | 469
01.02. | 16 | 469
01.02. | 17 | 469
01.02. | 18 | 469
01.02. | 19 | 469
01.02. | 20 | 469
01.02. | 21 | 469
01.02. | 22 | 469
01.02. | 23 | 469
01.02. | 24 | 469
02.02. | 1 | 469
02.02. | 2 | 469
02.02. | 3 | 469
02.02. | 4 | 469
02.02. | 5 | 469
02.02. | 6 | 469
02.02. | 7 | 469
02.02. | 8 | 469
02.02. | 9 | 469
02.02. | 10 | 469
02.02. | 11 | 469
02.02. | 12 | 469
02.02. | 13 | 469
02.02. | 14 | 469
02.02. | 15 | 469
02.02. | 16 | 469
02.02. | 17 | 469
02.02. | 18 | 469
02.02. | 19 | 469
02.02. | 20 | 469
02.02. | 21 | 469
02.02. | 22 | 469
02.02. | 23 | 469
02.02. | 24 | 469
03.02. | 1 | 469
03.02. | 2 | 469
03.02. | 3 | 469
03.02. | 4 | 469
03.02. | 5 | 469
03.02. | 6 | 469
03.02. | 7 | 469
03.02. | 8 | 469
03.02. | 9 | 469
03.02. | 10 | 469
03.02. | 11 | 469
03.02. | 12 | 469
03.02. | 13 | 469
03.02. | 14 | 469
03.02. | 15 | 469
03.02. | 16 | 469
03.02. | 17 | 469
03.02. | 18 | 469
03.02. | 19 | 469
03.02. | 20 | 469
03.02. | 21 | 469
03.02. | 22 | 469
03.02. | 23 | 469
03.02. | 24 | 469
04.02. | 1 | 469
04.02. | 2 | 469
04.02. | 3 | 469
04.02. | 4 | 469
04.02. | 5 | 469
04.02. | 6 | 469
04.02. | 7 | 469
04.02. | 8 | 469
04.02. | 9 | 469
04.02. | 10 | 469
04.02. | 11 | 469
04.02. | 12 | 469
04.02. | 13 | 469
04.02. | 14 | 469
04.02. | 15 | 469
04.02. | 16 | 469
04.02. | 17 | 469
04.02. | 18 | 469
04.02. | 19 | 469
04.02. | 20 | 469
04.02. | 21 | 469
04.02. | 22 | 469
04.02. | 23 | 469
04.02. | 24 | 469
05.02. | 1 | 469
05.02. | 2 | 469
05.02. | 3 | 469
05.02. | 4 | 469
05.02. | 5 | 469
05.02. | 6 | 469
05.02. | 7 | 469
05.02. | 8 | 469
05.02. | 9 | 469
05.02. | 10 | 469
05.02. | 11 | 469
05.02. | 12 | 469
05.02. | 13 | 469
05.02. | 14 | 469
05.02. | 15 | 469
05.02. | 16 | 469
05.02. | 17 | 469
05.02. | 18 | 469
05.02. | 19 | 469
05.02. | 20 | 469
05.02. | 21 | 469
05.02. | 22 | 469
05.02. | 23 | 469
05.02. | 24 | 469
06.02. | 1 | 469
06.02. | 2 | 469
06.02. | 3 | 469
06.02. | 4 | 469
06.02. | 5 | 469
06.02. | 6 | 469
06.02. | 7 | 469
06.02. | 8 | 469
06.02. | 9 | 469
06.02. | 10 | 469
06.02. | 11 | 469
06.02. | 12 | 469
06.02. | 13 | 469
06.02. | 14 | 469
06.02. | 15 | 469
06.02. | 16 | 469
06.02. | 17 | 469
06.02. | 18 | 469
06.02. | 19 | 469
06.02. | 20 | 469
06.02. | 21 | 469
06.02. | 22 | 469
06.02. | 23 | 469
06.02. | 24 | 469
07.02. | 1 | 469
07.02. | 2 | 469
07.02. | 3 | 469
07.02. | 4 | 469
07.02. | 5 | 469
07.02. | 6 | 469
07.02. | 7 | 469
07.02. | 8 | 469
07.02. | 9 | 469
07.02. | 10 | 469
07.02. | 11 | 469
07.02. | 12 | 469
07.02. | 13 | 469
07.02. | 14 | 469
07.02. | 15 | 469
07.02. | 16 | 469
07.02. | 17 | 469
07.02. | 18 | 469
07.02. | 19 | 469
07.02. | 20 | 469
07.02. | 21 | 469
07.02. | 22 | 469
07.02. | 23 | 469
07.02. | 24 | 469
08.02. | 1 | 469
08.02. | 2 | 469
08.02. | 3 | 469
08.02. | 4 | 469
08.02. | 5 | 469
08.02. | 6 | 469
08.02. | 7 | 469
08.02. | 8 | 469
08.02. | 9 | 469
08.02. | 10 | 469
08.02. | 11 | 469
08.02. | 12 | 469
08.02. | 13 | 469
08.02. | 14 | 469
08.02. | 15 | 469
08.02. | 16 | 469
08.02. | 17 | 469
08.02. | 18 | 469
08.02. | 19 | 469
08.02. | 20 | 469
08.02. | 21 | 469
08.02. | 22 | 469
08.02. | 23 | 469
08.02. | 24 | 469
09.02. | 1 | 469
09.02. | 2 | 469
09.02. | 3 | 469
09.02. | 4 | 469
09.02. | 5 | 469
09.02. | 6 | 469
09.02. | 7 | 469
09.02. | 8 | 469
09.02. | 9 | 469
09.02. | 10 | 469
09.02. | 11 | 469
09.02. | 12 | 469
09.02. | 13 | 469
09.02. | 14 | 469
09.02. | 15 | 469
09.02. | 16 | 469
09.02. | 17 | 469
09.02. | 18 | 469
09.02. | 19 | 469
09.02. | 20 | 469
09.02. | 21 | 469
09.02. | 22 | 469
09.02. | 23 | 469
09.02. | 24 | 469
10.02. | 1 | 469
10.02. | 2 | 469
10.02. | 3 | 469
10.02. | 4 | 469
10.02. | 5 | 469
10.02. | 6 | 469
10.02. | 7 | 469
10.02. | 8 | 469
10.02. | 9 | 469
10.02. | 10 | 469
10.02. | 11 | 469
10.02. | 12 | 469
10.02. | 13 | 469
10.02. | 14 | 469
10.02. | 15 | 469
10.02. | 16 | 469
10.02. | 17 | 469
10.02. | 18 | 469
10.02. | 19 | 469
10.02. | 20 | 469
10.02. | 21 | 469
10.02. | 22 | 469
10.02. | 23 | 469
10.02. | 24 | 469
11.02. | 1 | 469
11.02. | 2 | 469
11.02. | 3 | 469
11.02. | 4 | 469
11.02. | 5 | 469
11.02. | 6 | 469
11.02. | 7 | 469
11.02. | 8 | 469
11.02. | 9 | 469
11.02. | 10 | 469
11.02. | 11 | 469
11.02. | 12 | 469
11.02. | 13 | 469
11.02. | 14 | 469
11.02. | 15 | 469
11.02. | 16 | 469
11.02. | 17 | 469
11.02. | 18 | 469
11.02. | 19 | 469
11.02. | 20 | 469
11.02. | 21 | 469
11.02. | 22 | 469
11.02. | 23 | 469
11.02. | 24 | 469
12.02. | 1 | 469
12.02. | 2 | 469
12.02. | 3 | 469
12.02. | 4 | 469
12.02. | 5 | 469
12.02. | 6 | 469
12.02. | 7 | 469
12.02. | 8 | 469
12.02. | 9 | 469
12.02. | 10 | 469
12.02. | 11 | 469
12.02. | 12 | 469
12.02. | 13 | 469
12.02. | 14 | 469
12.02. | 15 | 469
12.02. | 16 | 469
12.02. | 17 | 469
12.02. | 18 | 469
12.02. | 19 | 469
12.02. | 20 | 469
12.02. | 21 | 469
12.02. | 22 | 469
12.02. | 23 | 469
12.02. | 24 | 469
13.02. | 1 | 469
13.02. | 2 | 469
13.02. | 3 | 469
13.02. | 4 | 469
13.02. | 5 | 469
13.02. | 6 | 469
13.02. | 7 | 469
13.02. | 8 | 469
13.02. | 9 | 469
13.02. | 10 | 469
13.02. | 11 | 469
13.02. | 12 | 469
13.02. | 13 | 469
13.02. | 14 | 469
13.02. | 15 | 469
13.02. | 16 | 469
13.02. | 17 | 469
13.02. | 18 | 469
13.02. | 19 | 469
13.02. | 20 | 469
13.02. | 21 | 469
13.02. | 22 | 469
13.02. | 23 | 469
13.02. | 24 | 469
14.02. | 1 | 469
14.02. | 2 | 469
14.02. | 3 | 469
14.02. | 4 | 469
14.02. | 5 | 469
14.02. | 6 | 469
14.02. | 7 | 469
14.02. | 8 | 469
14.02. | 9 | 469
14.02. | 10 | 469
14.02. | 11 | 469
14.02. | 12 | 469
14.02. | 13 | 469
14.02. | 14 | 469
14.02. | 15 | 469
14.02. | 16 | 469
14.02. | 17 | 469
14.02. | 18 | 469
14.02. | 19 | 469
14.02. | 20 | 469
14.02. | 21 | 469
14.02. | 22 | 469
14.02. | 23 | 469
14.02. | 24 | 469
15.02. | 1 | 469
15.02. | 2 | 469
15.02. | 3 | 469
15.02. | 4 | 469
15.02. | 5 | 469
15.02. | 6 | 469
15.02. | 7 | 469
15.02. | 8 | 469
15.02. | 9 | 469
15.02. | 10 | 469
15.02. | 11 | 469
15.02. | 12 | 469
15.02. | 13 | 469
15.02. | 14 | 469
15.02. | 15 | 469
15.02. | 16 | 469
15.02. | 17 | 469
15.02. | 18 | 469
15.02. | 19 | 469
15.02. | 20 | 469
15.02. | 21 | 469
15.02. | 22 | 469
15.02. | 23 | 469
15.02. | 24 | 469
16.02. | 1 | 469
16.02. | 2 | 469
16.02. | 3 | 469
16.02. | 4 | 469
16.02. | 5 | 469
16.02. | 6 | 469
16.02. | 7 | 469
16.02. | 8 | 469
16.02. | 9 | 469
16.02. | 10 | 469
16.02. | 11 | 469
16.02. | 12 | 469
16.02. | 13 | 469
16.02. | 14 | 469
16.02. | 15 | 469
16.02. | 16 | 469
16.02. | 17 | 469
16.02. | 18 | 469
16.02. | 19 | 469
16.02. | 20 | 469
16.02. | 21 | 469
16.02. | 22 | 469
16.02. | 23 | 469
16.02. | 24 | 469
17.02. | 1 | 469
17.02. | 2 | 469
17.02. | 3 | 469
17.02. | 4 | 469
17.02. | 5 | 469
17.02. | 6 | 469
17.02. | 7 | 469
17.02. | 8 | 469
17.02. | 9 | 469
17.02. | 10 | 469
17.02. | 11 | 469
17.02. | 12 | 469
17.02. | 13 | 469
17.02. | 14 | 469
17.02. | 15 | 469
17.02. | 16 | 469
17.02. | 17 | 469
17.02. | 18 | 469
17.02. | 19 | 469
17.02. | 20 | 469
17.02. | 21 | 469
17.02. | 22 | 469
17.02. | 23 | 469
17.02. | 24 | 469
18.02. | 1 | 469
18.02. | 2 | 469
18.02. | 3 | 469
18.02. | 4 | 469
18.02. | 5 | 469
18.02. | 6 | 469
18.02. | 7 | 469
18.02. | 8 | 469
18.02. | 9 | 469
18.02. | 10 | 469
18.02. | 11 | 469
18.02. | 12 | 469
18.02. | 13 | 469
18.02. | 14 | 469
18.02. | 15 | 469
18.02. | 16 | 469
18.02. | 17 | 469
18.02. | 18 | 469
18.02. | 19 | 469
18.02. | 20 | 469
18.02. | 21 | 469
18.02. | 22 | 469
18.02. | 23 | 469
18.02. | 24 | 469
19.02. | 1 | 469
19.02. | 2 | 469
19.02. | 3 | 469
19.02. | 4 | 469
19.02. | 5 | 469
19.02. | 6 | 469
19.02. | 7 | 469
19.02. | 8 | 469
19.02. | 9 | 469
19.02. | 10 | 469
19.02. | 11 | 469
19.02. | 12 | 469
19.02. | 13 | 469
19.02. | 14 | 469
19.02. | 15 | 469
19.02. | 16 | 469
19.02. | 17 | 469
19.02. | 18 | 469
19.02. | 19 | 469
19.02. | 20 | 469
19.02. | 21 | 469
19.02. | 22 | 469
19.02. | 23 | 469
19.02. | 24 | 469
20.02. | 1 | 469
20.02. | 2 | 469
20.02. | 3 | 469
20.02. | 4 | 469
20.02. | 5 | 469
20.02. | 6 | 469
20.02. | 7 | 469
20.02. | 8 | 469
20.02. | 9 | 469
20.02. | 10 | 469
20.02. | 11 | 469
20.02. | 12 | 469
20.02. | 13 | 469
20.02. | 14 | 469
20.02. | 15 | 469
20.02. | 16 | 469
20.02. | 17 | 469
20.02. | 18 | 469
20.02. | 19 | 469
20.02. | 20 | 469
20.02. | 21 | 469
20.02. | 22 | 469
20.02. | 23 | 469
20.02. | 24 | 469
21.02. | 1 | 469
21.02. | 2 | 469
21.02. | 3 | 469
21.02. | 4 | 469
21.02. | 5 | 469
21.02. | 6 | 469
21.02. | 7 | 469
21.02. | 8 | 469
21.02. | 9 | 469
21.02. | 10 | 469
21.02. | 11 | 469
21.02. | 12 | 469
21.02. | 13 | 469
21.02. | 14 | 469
21.02. | 15 | 469
21.02. | 16 | 469
21.02. | 17 | 469
21.02. | 18 | 469
21.02. | 19 | 469
21.02. | 20 | 469
21.02. | 21 | 469
21.02. | 22 | 469
21.02. | 23 | 469
21.02. | 24 | 469
22.02. | 1 | 469
22.02. | 2 | 469
22.02. | 3 | 469
22.02. | 4 | 469
22.02. | 5 | 469
22.02. | 6 | 469
22.02. | 7 | 469
22.02. | 8 | 469
22.02. | 9 | 469
22.02. | 10 | 469
22.02. | 11 | 469
22.02. | 12 | 469
22.02. | 13 | 469
22.02. | 14 | 469
22.02. | 15 | 469
22.02. | 16 | 469
22.02. | 17 | 469
22.02. | 18 | 469
22.02. | 19 | 469
22.02. | 20 | 469
22.02. | 21 | 469
22.02. | 22 | 469
22.02. | 23 | 469
22.02. | 24 | 469
23.02. | 1 | 469
23.02. | 2 | 469
23.02. | 3 | 469
23.02. | 4 | 469
23.02. | 5 | 469
23.02. | 6 | 469
23.02. | 7 | 469
23.02. | 8 | 469
23.02. | 9 | 469
23.02. | 10 | 469
23.02. | 11 | 469
23.02. | 12 | 469
23.02. | 13 | 469
23.02. | 14 | 469
23.02. | 15 | 469
23.02. | 16 | 469
23.02. | 17 | 469
23.02. | 18 | 469
23.02. | 19 | 469
23.02. | 20 | 469
23.02. | 21 | 469
23.02. | 22 | 469
23.02. | 23 | 469
23.02. | 24 | 469
24.02. | 1 | 469
24.02. | 2 | 469
24.02. | 3 | 469
24.02. | 4 | 469
24.02. | 5 | 469
24.02. | 6 | 469
24.02. | 7 | 469
24.02. | 8 | 469
24.02. | 9 | 469
24.02. | 10 | 469
24.02. | 11 | 469
24.02. | 12 | 469
24.02. | 13 | 469
24.02. | 14 | 469
24.02. | 15 | 469
24.02. | 16 | 469
24.02. | 17 | 469
24.02. | 18 | 469
24.02. | 19 | 469
24.02. | 20 | 469
24.02. | 21 | 469
24.02. | 22 | 469
24.02. | 23 | 469
24.02. | 24 | 469
25.02. | 1 | 469
25.02. | 2 | 469
25.02. | 3 | 469
25.02. | 4 | 469
25.02. | 5 | 469
25.02. | 6 | 469
25.02. | 7 | 469
25.02. | 8 | 469
25.02. | 9 | 469
25.02. | 10 | 469
25.02. | 11 | 469
25.02. | 12 | 469
25.02. | 13 | 469
25.02. | 14 | 469
25.02. | 15 | 469
25.02. | 16 | 469
25.02. | 17 | 469
25.02. | 18 | 469
25.02. | 19 | 469
25.02. | 20 | 469
25.02. | 21 | 469
25.02. | 22 | 469
25.02. | 23 | 469
25.02. | 24 | 469
26.02. | 1 | 469
26.02. | 2 | 469
26.02. | 3 | 469
26.02. | 4 | 469
26.02. | 5 | 469
26.02. | 6 | 469
26.02. | 7 | 469
26.02. | 8 | 469
26.02. | 9 | 469
26.02. | 10 | 469
26.02. | 11 | 469
26.02. | 12 | 469
26.02. | 13 | 469
26.02. | 14 | 469
26.02. | 15 | 469
26.02. | 16 | 469
26.02. | 17 | 469
26.02. | 18 | 469
26.02. | 19 | 469
26.02. | 20 | 469
26.02. | 21 | 469
26.02. | 22 | 469
26.02. | 23 | 469
26.02. | 24 | 469
27.02. | 1 | 469
27.02. | 2 | 469
27.02. | 3 | 469
27.02. | 4 | 469
27.02. | 5 | 469
27.02. | 6 | 469
27.02. | 7 | 469
27.02. | 8 | 469
27.02. | 9 | 469
27.02. | 10 | 469
27.02. | 11 | 469
27.02. | 12 | 469
27.02. | 13 | 469
27.02. | 14 | 469
27.02. | 15 | 469
27.02. | 16 | 469
27.02. | 17 | 469
27.02. | 18 | 469
27.02. | 19 | 469
27.02. | 20 | 469
27.02. | 21 | 469
27.02. | 22 | 469
27.02. | 23 | 469
27.02. | 24 | 469
28.02. | 1 | 469
28.02. | 2 | 469
28.02. | 3 | 469
28.02. | 4 | 469
28.02. | 5 | 469
28.02. | 6 | 469
28.02. | 7 | 469
28.02. | 8 | 469
28.02. | 9 | 469
28.02. | 10 | 469
28.02. | 11 | 469
28.02. | 12 | 469
28.02. | 13 | 469
28.02. | 14 | 469
28.02. | 15 | 469
28.02. | 16 | 469
28.02. | 17 | 469
28.02. | 18 | 469
28.02. | 19 | 469
28.02. | 20 | 469
28.02. | 21 | 469
28.02. | 22 | 469
28.02. | 23 | 469
28.02. | 24 | 469
01.03. | 1 | 469
01.03. | 2 | 469
01.03. | 3 | 469
01.03. | 4 | 469
01.03. | 5 | 469
01.03. | 6 | 469
01.03. | 7 | 469
01.03. | 8 | 469
01.03. | 9 | 469
01.03. | 10 | 469
01.03. | 11 | 469
01.03. | 12 | 469
01.03. | 13 | 469
01.03. | 14 | 469
01.03. | 15 | 469
01.03. | 16 | 469
01.03. | 17 | 469
01.03. | 18 | 469
01.03. | 19 | 469
01.03. | 20 | 469
01.03. | 21 | 469
01.03. | 22 | 469
01.03. | 23 | 469
01.03. | 24 | 469
02.03. | 1 | 469
02.03. | 2 | 469
02.03. | 3 | 469
02.03. | 4 | 469
02.03. | 5 | 469
02.03. | 6 | 469
02.03. | 7 | 469
02.03. | 8 | 469
02.03. | 9 | 469
02.03. | 10 | 469
02.03. | 11 | 469
02.03. | 12 | 469
02.03. | 13 | 469
02.03. | 14 | 469
02.03. | 15 | 469
02.03. | 16 | 469
02.03. | 17 | 469
02.03. | 18 | 469
02.03. | 19 | 469
02.03. | 20 | 469
02.03. | 21 | 469
02.03. | 22 | 469
02.03. | 23 | 469
02.03. | 24 | 469
03.03. | 1 | 469
03.03. | 2 | 469
03.03. | 3 | 469
03.03. | 4 | 469
03.03. | 5 | 469
03.03. | 6 | 469
03.03. | 7 | 469
03.03. | 8 | 469
03.03. | 9 | 469
03.03. | 10 | 469
03.03. | 11 | 469
03.03. | 12 | 469
03.03. | 13 | 469
03.03. | 14 | 469
03.03. | 15 | 469
03.03. | 16 | 469
03.03. | 17 | 469
03.03. | 18 | 469
03.03. | 19 | 469
03.03. | 20 | 469
03.03. | 21 | 469
03.03. | 22 | 469
03.03. | 23 | 469
03.03. | 24 | 469
04.03. | 1 | 469
04.03. | 2 | 469
04.03. | 3 | 469
04.03. | 4 | 469
04.03. | 5 | 469
04.03. | 6 | 469
04.03. | 7 | 469
04.03. | 8 | 469
04.03. | 9 | 469
04.03. | 10 | 469
04.03. | 11 | 469
04.03. | 12 | 469
04.03. | 13 | 469
04.03. | 14 | 469
04.03. | 15 | 469
04.03. | 16 | 469
04.03. | 17 | 469
04.03. | 18 | 469
04.03. | 19 | 469
04.03. | 20 | 469
04.03. | 21 | 469
04.03. | 22 | 469
04.03. | 23 | 469
04.03. | 24 | 469
05.03. | 1 | 469
05.03. | 2 | 469
05.03. | 3 | 469
05.03. | 4 | 469
05.03. | 5 | 469
05.03. | 6 | 469
05.03. | 7 | 469
05.03. | 8 | 469
05.03. | 9 | 469
05.03. | 10 | 469
05.03. | 11 | 469
05.03. | 12 | 469
05.03. | 13 | 469
05.03. | 14 | 469
05.03. | 15 | 469
05.03. | 16 | 469
05.03. | 17 | 469
05.03. | 18 | 469
05.03. | 19 | 469
05.03. | 20 | 469
05.03. | 21 | 469
05.03. | 22 | 469
05.03. | 23 | 469
05.03. | 24 | 469
06.03. | 1 | 469
06.03. | 2 | 469
06.03. | 3 | 469
06.03. | 4 | 469
06.03. | 5 | 469
06.03. | 6 | 469
06.03. | 7 | 469
06.03. | 8 | 469
06.03. | 9 | 469
06.03. | 10 | 469
06.03. | 11 | 469
06.03. | 12 | 469
06.03. | 13 | 469
06.03. | 14 | 469
06.03. | 15 | 469
06.03. | 16 | 469
06.03. | 17 | 469
06.03. | 18 | 469
06.03. | 19 | 469
06.03. | 20 | 469
06.03. | 21 | 469
06.03. | 22 | 469
06.03. | 23 | 469
06.03. | 24 | 469
07.03. | 1 | 469
07.03. | 2 | 469
07.03. | 3 | 469
07.03. | 4 | 469
07.03. | 5 | 469
07.03. | 6 | 469
07.03. | 7 | 469
07.03. | 8 | 469
07.03. | 9 | 469
07.03. | 10 | 469
07.03. | 11 | 469
07.03. | 12 | 469
07.03. | 13 | 469
07.03. | 14 | 469
07.03. | 15 | 469
07.03. | 16 | 469
07.03. | 17 | 469
07.03. | 18 | 469
07.03. | 19 | 469
07.03. | 20 | 469
07.03. | 21 | 469
07.03. | 22 | 469
07.03. | 23 | 469
07.03. | 24 | 469
08.03. | 1 | 469
08.03. | 2 | 469
08.03. | 3 | 469
08.03. | 4 | 469
08.03. | 5 | 469
08.03. | 6 | 469
08.03. | 7 | 469
08.03. | 8 | 469
08.03. | 9 | 469
08.03. | 10 | 469
08.03. | 11 | 469
08.03. | 12 | 469
08.03. | 13 | 469
08.03. | 14 | 469
08.03. | 15 | 469
08.03. | 16 | 469
08.03. | 17 | 469
08.03. | 18 | 469
08.03. | 19 | 469
08.03. | 20 | 469
08.03. | 21 | 469
08.03. | 22 | 469
08.03. | 23 | 469
08.03. | 24 | 469
09.03. | 1 | 469
09.03. | 2 | 469
09.03. | 3 | 469
09.03. | 4 | 469
09.03. | 5 | 469
09.03. | 6 | 469
09.03. | 7 | 469
09.03. | 8 | 469
09.03. | 9 | 469
09.03. | 10 | 469
09.03. | 11 | 469
09.03. | 12 | 469
09.03. | 13 | 469
09.03. | 14 | 469
09.03. | 15 | 469
09.03. | 16 | 469
09.03. | 17 | 469
09.03. | 18 | 469
09.03. | 19 | 469
09.03. | 20 | 469
09.03. | 21 | 469
09.03. | 22 | 469
09.03. | 23 | 469
09.03. | 24 | 469
10.03. | 1 | 469
10.03. | 2 | 469
10.03. | 3 | 469
10.03. | 4 | 469
10.03. | 5 | 469
10.03. | 6 | 469
10.03. | 7 | 469
10.03. | 8 | 469
10.03. | 9 | 469
10.03. | 10 | 469
10.03. | 11 | 469
10.03. | 12 | 469
10.03. | 13 | 469
10.03. | 14 | 469
10.03. | 15 | 469
10.03. | 16 | 469
10.03. | 17 | 469
10.03. | 18 | 469
10.03. | 19 | 469
10.03. | 20 | 469
10.03. | 21 | 469
10.03. | 22 | 469
10.03. | 23 | 469
10.03. | 24 | 469
11.03. | 1 | 469
11.03. | 2 | 469
11.03. | 3 | 469
11.03. | 4 | 469
11.03. | 5 | 469
11.03. | 6 | 469
11.03. | 7 | 469
11.03. | 8 | 469
11.03. | 9 | 469
11.03. | 10 | 469
11.03. | 11 | 469
11.03. | 12 | 469
11.03. | 13 | 469
11.03. | 14 | 469
11.03. | 15 | 469
11.03. | 16 | 469
11.03. | 17 | 469
11.03. | 18 | 469
11.03. | 19 | 469
11.03. | 20 | 469
11.03. | 21 | 469
11.03. | 22 | 469
11.03. | 23 | 469
11.03. | 24 | 469
12.03. | 1 | 469
12.03. | 2 | 469
12.03. | 3 | 469
12.03. | 4 | 469
12.03. | 5 | 469
12.03. | 6 | 469
12.03. | 7 | 469
12.03. | 8 | 469
12.03. | 9 | 469
12.03. | 10 | 469
12.03. | 11 | 469
12.03. | 12 | 469
12.03. | 13 | 469
12.03. | 14 | 469
12.03. | 15 | 469
12.03. | 16 | 469
12.03. | 17 | 469
12.03. | 18 | 469
12.03. | 19 | 469
12.03. | 20 | 469
12.03. | 21 | 469
12.03. | 22 | 469
12.03. | 23 | 469
12.03. | 24 | 469
13.03. | 1 | 469
13.03. | 2 | 469
13.03. | 3 | 469
13.03. | 4 | 469
13.03. | 5 | 469
13.03. | 6 | 469
13.03. | 7 | 469
13.03. | 8 | 469
13.03. | 9 | 469
13.03. | 10 | 469
13.03. | 11 | 469
13.03. | 12 | 469
13.03. | 13 | 469
13.03. | 14 | 469
13.03. | 15 | 469
13.03. | 16 | 469
13.03. | 17 | 469
13.03. | 18 | 469
13.03. | 19 | 469
13.03. | 20 | 469
13.03. | 21 | 469
13.03. | 22 | 469
13.03. | 23 | 469
13.03. | 24 | 469
14.03. | 1 | 469
14.03. | 2 | 469
14.03. | 3 | 469
14.03. | 4 | 469
14.03. | 5 | 469
14.03. | 6 | 469
14.03. | 7 | 469
14.03. | 8 | 469
14.03. | 9 | 469
14.03. | 10 | 469
14.03. | 11 | 469
14.03. | 12 | 469
14.03. | 13 | 469
14.03. | 14 | 469
14.03. | 15 | 469
14.03. | 16 | 469
14.03. | 17 | 469
14.03. | 18 | 469
14.03. | 19 | 469
14.03. | 20 | 469
14.03. | 21 | 469
14.03. | 22 | 469
14.03. | 23 | 469
14.03. | 24 | 469
15.03. | 1 | 469
15.03. | 2 | 469
15.03. | 3 | 469
15.03. | 4 | 469
15.03. | 5 | 469
15.03. | 6 | 469
15.03. | 7 | 469
15.03. | 8 | 469
15.03. | 9 | 469
15.03. | 10 | 469
15.03. | 11 | 469
15.03. | 12 | 469
15.03. | 13 | 469
15.03. | 14 | 469
15.03. | 15 | 469
15.03. | 16 | 469
15.03. | 17 | 469
15.03. | 18 | 469
15.03. | 19 | 469
15.03. | 20 | 469
15.03. | 21 | 469
15.03. | 22 | 469
15.03. | 23 | 469
15.03. | 24 | 469
16.03. | 1 | 469
16.03. | 2 | 469
16.03. | 3 | 469
16.03. | 4 | 469
16.03. | 5 | 469
16.03. | 6 | 469
16.03. | 7 | 469
16.03. | 8 | 469
16.03. | 9 | 469
16.03. | 10 | 469
16.03. | 11 | 469
16.03. | 12 | 469
16.03. | 13 | 469
16.03. | 14 | 469
16.03. | 15 | 469
16.03. | 16 | 469
16.03. | 17 | 469
16.03. | 18 | 469
16.03. | 19 | 469
16.03. | 20 | 469
16.03. | 21 | 469
16.03. | 22 | 469
16.03. | 23 | 469
16.03. | 24 | 469
17.03. | 1 | 469
17.03. | 2 | 469
17.03. | 3 | 469
17.03. | 4 | 469
17.03. | 5 | 469
17.03. | 6 | 469
17.03. | 7 | 469
17.03. | 8 | 469
17.03. | 9 | 469
17.03. | 10 | 469
17.03. | 11 | 469
17.03. | 12 | 469
17.03. | 13 | 469
17.03. | 14 | 469
17.03. | 15 | 469
17.03. | 16 | 469
17.03. | 17 | 469
17.03. | 18 | 469
17.03. | 19 | 469
17.03. | 20 | 469
17.03. | 21 | 469
17.03. | 22 | 469
17.03. | 23 | 469
17.03. | 24 | 469
18.03. | 1 | 469
18.03. | 2 | 469
18.03. | 3 | 469
18.03. | 4 | 469
18.03. | 5 | 469
18.03. | 6 | 469
18.03. | 7 | 469
18.03. | 8 | 469
18.03. | 9 | 469
18.03. | 10 | 469
18.03. | 11 | 469
18.03. | 12 | 469
18.03. | 13 | 469
18.03. | 14 | 469
18.03. | 15 | 469
18.03. | 16 | 469
18.03. | 17 | 469
18.03. | 18 | 469
18.03. | 19 | 469
18.03. | 20 | 469
18.03. | 21 | 469
18.03. | 22 | 469
18.03. | 23 | 469
18.03. | 24 | 469
19.03. | 1 | 469
19.03. | 2 | 469
19.03. | 3 | 469
19.03. | 4 | 469
19.03. | 5 | 469
19.03. | 6 | 469
19.03. | 7 | 469
19.03. | 8 | 469
19.03. | 9 | 469
19.03. | 10 | 469
19.03. | 11 | 469
19.03. | 12 | 469
19.03. | 13 | 469
19.03. | 14 | 469
19.03. | 15 | 469
19.03. | 16 | 469
19.03. | 17 | 469
19.03. | 18 | 469
19.03. | 19 | 469
19.03. | 20 | 469
19.03. | 21 | 469
19.03. | 22 | 469
19.03. | 23 | 469
19.03. | 24 | 469
20.03. | 1 | 469
20.03. | 2 | 469
20.03. | 3 | 469
20.03. | 4 | 469
20.03. | 5 | 469
20.03. | 6 | 469
20.03. | 7 | 469
20.03. | 8 | 469
20.03. | 9 | 469
20.03. | 10 | 469
20.03. | 11 | 469
20.03. | 12 | 469
20.03. | 13 | 469
20.03. | 14 | 469
20.03. | 15 | 469
20.03. | 16 | 469
20.03. | 17 | 469
20.03. | 18 | 469
20.03. | 19 | 469
20.03. | 20 | 469
20.03. | 21 | 469
20.03. | 22 | 469
20.03. | 23 | 469
20.03. | 24 | 469
21.03. | 1 | 469
21.03. | 2 | 469
21.03. | 3 | 469
21.03. | 4 | 469
21.03. | 5 | 469
21.03. | 6 | 469
21.03. | 7 | 469
21.03. | 8 | 469
21.03. | 9 | 469
21.03. | 10 | 469
21.03. | 11 | 469
21.03. | 12 | 469
21.03. | 13 | 469
21.03. | 14 | 469
21.03. | 15 | 469
21.03. | 16 | 469
21.03. | 17 | 469
21.03. | 18 | 469
21.03. | 19 | 469
21.03. | 20 | 469
21.03. | 21 | 469
21.03. | 22 | 469
21.03. | 23 | 469
21.03. | 24 | 469
22.03. | 1 | 469
22.03. | 2 | 469
22.03. | 3 | 469
22.03. | 4 | 469
22.03. | 5 | 469
22.03. | 6 | 469
22.03. | 7 | 469
22.03. | 8 | 469
22.03. | 9 | 469
22.03. | 10 | 469
22.03. | 11 | 469
22.03. | 12 | 469
22.03. | 13 | 469
22.03. | 14 | 469
22.03. | 15 | 469
22.03. | 16 | 469
22.03. | 17 | 469
22.03. | 18 | 469
22.03. | 19 | 469
22.03. | 20 | 469
22.03. | 21 | 469
22.03. | 22 | 469
22.03. | 23 | 469
22.03. | 24 | 469
23.03. | 1 | 469
23.03. | 2 | 469
23.03. | 3 | 469
23.03. | 4 | 469
23.03. | 5 | 469
23.03. | 6 | 469
23.03. | 7 | 469
23.03. | 8 | 469
23.03. | 9 | 469
23.03. | 10 | 469
23.03. | 11 | 469
23.03. | 12 | 469
23.03. | 13 | 469
23.03. | 14 | 469
23.03. | 15 | 469
23.03. | 16 | 469
23.03. | 17 | 469
23.03. | 18 | 469
23.03. | 19 | 469
23.03. | 20 | 469
23.03. | 21 | 469
23.03. | 22 | 469
23.03. | 23 | 469
23.03. | 24 | 469
24.03. | 1 | 469
24.03. | 2 | 469
24.03. | 3 | 469
24.03. | 4 | 469
24.03. | 5 | 469
24.03. | 6 | 469
24.03. | 7 | 469
24.03. | 8 | 469
24.03. | 9 | 469
24.03. | 10 | 469
24.03. | 11 | 469
24.03. | 12 | 469
24.03. | 13 | 469
24.03. | 14 | 469
24.03. | 15 | 469
24.03. | 16 | 469
24.03. | 17 | 469
24.03. | 18 | 469
24.03. | 19 | 469
24.03. | 20 | 469
24.03. | 21 | 469
24.03. | 22 | 469
24.03. | 23 | 469
24.03. | 24 | 469
25.03. | 1 | 469
25.03. | 2 | 469
25.03. | 3 | 469
25.03. | 4 | 469
25.03. | 5 | 469
25.03. | 6 | 469
25.03. | 7 | 469
25.03. | 8 | 469
25.03. | 9 | 469
25.03. | 10 | 469
25.03. | 11 | 469
25.03. | 12 | 469
25.03. | 13 | 469
25.03. | 14 | 469
25.03. | 15 | 469
25.03. | 16 | 469
25.03. | 17 | 469
25.03. | 18 | 469
25.03. | 19 | 469
25.03. | 20 | 469
25.03. | 21 | 469
25.03. | 22 | 469
25.03. | 23 | 469
25.03. | 24 | 469
26.03. | 1 | 469
26.03. | 2 | 469
26.03. | 3 | 469
26.03. | 4 | 469
26.03. | 5 | 469
26.03. | 6 | 469
26.03. | 7 | 469
26.03. | 8 | 469
26.03. | 9 | 469
26.03. | 10 | 469
26.03. | 11 | 469
26.03. | 12 | 469
26.03. | 13 | 469
26.03. | 14 | 469
26.03. | 15 | 469
26.03. | 16 | 469
26.03. | 17 | 469
26.03. | 18 | 469
26.03. | 19 | 469
26.03. | 20 | 469
26.03. | 21 | 469
26.03. | 22 | 469
26.03. | 23 | 469
26.03. | 24 | 469
27.03. | 1 | 469
27.03. | 2 | 469
27.03. | 3 | 469
27.03. | 4 | 469
27.03. | 5 | 469
27.03. | 6 | 469
27.03. | 7 | 469
27.03. | 8 | 469
27.03. | 9 | 469
27.03. | 10 | 469
27.03. | 11 | 469
27.03. | 12 | 469
27.03. | 13 | 469
27.03. | 14 | 469
27.03. | 15 | 469
27.03. | 16 | 469
27.03. | 17 | 469
27.03. | 18 | 469
27.03. | 19 | 469
27.03. | 20 | 469
27.03. | 21 | 469
27.03. | 22 | 469
27.03. | 23 | 469
27.03. | 24 | 469
28.03. | 1 | 469
28.03. | 2 | 469
28.03. | 3 | 469
28.03. | 4 | 469
28.03. | 5 | 469
28.03. | 6 | 469
28.03. | 7 | 469
28.03. | 8 | 469
28.03. | 9 | 469
28.03. | 10 | 469
28.03. | 11 | 469
28.03. | 12 | 469
28.03. | 13 | 469
28.03. | 14 | 469
28.03. | 15 | 469
28.03. | 16 | 469
28.03. | 17 | 469
28.03. | 18 | 469
28.03. | 19 | 469
28.03. | 20 | 469
28.03. | 21 | 469
28.03. | 22 | 469
28.03. | 23 | 469
28.03. | 24 | 469
29.03. | 1 | 469
29.03. | 2 | 469
29.03. | 3 | 469
29.03. | 4 | 469
29.03. | 5 | 469
29.03. | 6 | 469
29.03. | 7 | 469
29.03. | 8 | 469
29.03. | 9 | 469
29.03. | 10 | 469
29.03. | 11 | 469
29.03. | 12 | 469
29.03. | 13 | 469
29.03. | 14 | 469
29.03. | 15 | 469
29.03. | 16 | 469
29.03. | 17 | 469
29.03. | 18 | 469
29.03. | 19 | 469
29.03. | 20 | 469
29.03. | 21 | 469
29.03. | 22 | 469
29.03. | 23 | 469
29.03. | 24 | 469
30.03. | 1 | 469
30.03. | 2 | 469
30.03. | 3 | 469
30.03. | 4 | 469
30.03. | 5 | 469
30.03. | 6 | 469
30.03. | 7 | 469
30.03. | 8 | 469
30.03. | 9 | 469
30.03. | 10 | 469
30.03. | 11 | 469
30.03. | 12 | 469
30.03. | 13 | 469
30.03. | 14 | 469
30.03. | 15 | 469
30.03. | 16 | 469
30.03. | 17 | 469
30.03. | 18 | 469
30.03. | 19 | 469
30.03. | 20 | 469
30.03. | 21 | 469
30.03. | 22 | 469
30.03. | 23 | 469
30.03. | 24 | 469
31.03. | 1 | 469
31.03. | 2 | 469
31.03. | 3 | 469
31.03. | 4 | 469
31.03. | 5 | 469
31.03. | 6 | 469
31.03. | 7 | 469
31.03. | 8 | 469
31.03. | 9 | 469
31.03. | 10 | 469
31.03. | 11 | 469
31.03. | 12 | 469
31.03. | 13 | 469
31.03. | 14 | 469
31.03. | 15 | 469
31.03. | 16 | 469
31.03. | 17 | 469
31.03. | 18 | 469
31.03. | 19 | 469
31.03. | 20 | 469
31.03. | 21 | 469
31.03. | 22 | 469
31.03. | 23 | 469
31.03. | 24 | 469
01.04. | 1 | 469
01.04. | 2 | 469
01.04. | 3 | 469
01.04. | 4 | 469
01.04. | 5 | 469
01.04. | 6 | 469
01.04. | 7 | 469
01.04. | 8 | 469
01.04. | 9 | 469
01.04. | 10 | 469
01.04. | 11 | 469
01.04. | 12 | 469
01.04. | 13 | 469
01.04. | 14 | 469
01.04. | 15 | 469
01.04. | 16 | 469
01.04. | 17 | 469
01.04. | 18 | 469
01.04. | 19 | 469
01.04. | 20 | 469
01.04. | 21 | 469
01.04. | 22 | 469
01.04. | 23 | 469
01.04. | 24 | 469
02.04. | 1 | 469
02.04. | 2 | 469
02.04. | 3 | 469
02.04. | 4 | 469
02.04. | 5 | 469
02.04. | 6 | 469
02.04. | 7 | 469
02.04. | 8 | 469
02.04. | 9 | 469
02.04. | 10 | 469
02.04. | 11 | 469
02.04. | 12 | 469
02.04. | 13 | 469
02.04. | 14 | 469
02.04. | 15 | 469
02.04. | 16 | 469
02.04. | 17 | 469
02.04. | 18 | 469
02.04. | 19 | 469
02.04. | 20 | 469
02.04. | 21 | 469
02.04. | 22 | 469
02.04. | 23 | 469
02.04. | 24 | 469
03.04. | 1 | 469
03.04. | 2 | 469
03.04. | 3 | 469
03.04. | 4 | 469
03.04. | 5 | 469
03.04. | 6 | 469
03.04. | 7 | 469
03.04. | 8 | 469
03.04. | 9 | 469
03.04. | 10 | 469
03.04. | 11 | 469
03.04. | 12 | 469
03.04. | 13 | 469
03.04. | 14 | 469
03.04. | 15 | 469
03.04. | 16 | 469
03.04. | 17 | 469
03.04. | 18 | 469
03.04. | 19 | 469
03.04. | 20 | 469
03.04. | 21 | 469
03.04. | 22 | 469
03.04. | 23 | 469
03.04. | 24 | 469
04.04. | 1 | 469
04.04. | 2 | 469
04.04. | 3 | 469
04.04. | 4 | 469
04.04. | 5 | 469
04.04. | 6 | 469
04.04. | 7 | 469
04.04. | 8 | 469
04.04. | 9 | 469
04.04. | 10 | 469
04.04. | 11 | 469
04.04. | 12 | 469
04.04. | 13 | 469
04.04. | 14 | 469
04.04. | 15 | 469
04.04. | 16 | 469
04.04. | 17 | 469
04.04. | 18 | 469
04.04. | 19 | 469
04.04. | 20 | 469
04.04. | 21 | 469
04.04. | 22 | 469
04.04. | 23 | 469
04.04. | 24 | 469
05.04. | 1 | 469
05.04. | 2 | 469
05.04. | 3 | 469
05.04. | 4 | 469
05.04. | 5 | 469
05.04. | 6 | 469
05.04. | 7 | 469
05.04. | 8 | 469
05.04. | 9 | 469
05.04. | 10 | 469
05.04. | 11 | 469
05.04. | 12 | 469
05.04. | 13 | 469
05.04. | 14 | 469
05.04. | 15 | 469
05.04. | 16 | 469
05.04. | 17 | 469
05.04. | 18 | 469
05.04. | 19 | 469
05.04. | 20 | 469
05.04. | 21 | 469
05.04. | 22 | 469
05.04. | 23 | 469
05.04. | 24 | 469
06.04. | 1 | 469
06.04. | 2 | 469
06.04. | 3 | 469
06.04. | 4 | 469
06.04. | 5 | 469
06.04. | 6 | 469
06.04. | 7 | 469
06.04. | 8 | 469
06.04. | 9 | 469
06.04. | 10 | 469
06.04. | 11 | 469
06.04. | 12 | 469
06.04. | 13 | 469
06.04. | 14 | 469
06.04. | 15 | 469
06.04. | 16 | 469
06.04. | 17 | 469
06.04. | 18 | 469
06.04. | 19 | 469
06.04. | 20 | 469
06.04. | 21 | 469
06.04. | 22 | 469
06.04. | 23 | 469
06.04. | 24 | 469
07.04. | 1 | 469
07.04. | 2 | 469
07.04. | 3 | 469
07.04. | 4 | 469
07.04. | 5 | 469
07.04. | 6 | 469
07.04. | 7 | 469
07.04. | 8 | 469
07.04. | 9 | 469
07.04. | 10 | 469
07.04. | 11 | 469
07.04. | 12 | 469
07.04. | 13 | 469
07.04. | 14 | 469
07.04. | 15 | 469
07.04. | 16 | 469
07.04. | 17 | 469
07.04. | 18 | 469
07.04. | 19 | 469
07.04. | 20 | 469
07.04. | 21 | 469
07.04. | 22 | 469
07.04. | 23 | 469
07.04. | 24 | 469
08.04. | 1 | 469
08.04. | 2 | 469
08.04. | 3 | 469
08.04. | 4 | 469
08.04. | 5 | 469
08.04. | 6 | 469
08.04. | 7 | 469
08.04. | 8 | 469
08.04. | 9 | 469
08.04. | 10 | 469
08.04. | 11 | 469
08.04. | 12 | 469
08.04. | 13 | 469
08.04. | 14 | 469
08.04. | 15 | 469
08.04. | 16 | 469
08.04. | 17 | 469
08.04. | 18 | 469
08.04. | 19 | 469
08.04. | 20 | 469
08.04. | 21 | 469
08.04. | 22 | 469
08.04. | 23 | 469
08.04. | 24 | 469
09.04. | 1 | 469
09.04. | 2 | 469
09.04. | 3 | 469
09.04. | 4 | 469
09.04. | 5 | 469
09.04. | 6 | 469
09.04. | 7 | 469
09.04. | 8 | 469
09.04. | 9 | 469
09.04. | 10 | 469
09.04. | 11 | 469
09.04. | 12 | 469
09.04. | 13 | 469
09.04. | 14 | 469
09.04. | 15 | 469
09.04. | 16 | 469
09.04. | 17 | 469
09.04. | 18 | 469
09.04. | 19 | 469
09.04. | 20 | 469
09.04. | 21 | 469
09.04. | 22 | 469
09.04. | 23 | 469
09.04. | 24 | 469
10.04. | 1 | 469
10.04. | 2 | 469
10.04. | 3 | 469
10.04. | 4 | 469
10.04. | 5 | 469
10.04. | 6 | 469
10.04. | 7 | 469
10.04. | 8 | 469
10.04. | 9 | 469
10.04. | 10 | 469
10.04. | 11 | 469
10.04. | 12 | 469
10.04. | 13 | 469
10.04. | 14 | 469
10.04. | 15 | 469
10.04. | 16 | 469
10.04. | 17 | 469
10.04. | 18 | 469
10.04. | 19 | 469
10.04. | 20 | 469
10.04. | 21 | 469
10.04. | 22 | 469
10.04. | 23 | 469
10.04. | 24 | 469
11.04. | 1 | 469
11.04. | 2 | 469
11.04. | 3 | 469
11.04. | 4 | 469
11.04. | 5 | 469
11.04. | 6 | 469
11.04. | 7 | 469
11.04. | 8 | 469
11.04. | 9 | 469
11.04. | 10 | 469
11.04. | 11 | 469
11.04. | 12 | 469
11.04. | 13 | 469
11.04. | 14 | 469
11.04. | 15 | 469
11.04. | 16 | 469
11.04. | 17 | 469
11.04. | 18 | 469
11.04. | 19 | 469
11.04. | 20 | 469
11.04. | 21 | 469
11.04. | 22 | 469
11.04. | 23 | 469
11.04. | 24 | 469
12.04. | 1 | 469
12.04. | 2 | 469
12.04. | 3 | 469
12.04. | 4 | 469
12.04. | 5 | 469
12.04. | 6 | 469
12.04. | 7 | 469
12.04. | 8 | 469
12.04. | 9 | 469
12.04. | 10 | 469
12.04. | 11 | 469
12.04. | 12 | 469
12.04. | 13 | 469
12.04. | 14 | 469
12.04. | 15 | 469
12.04. | 16 | 469
12.04. | 17 | 469
12.04. | 18 | 469
12.04. | 19 | 469
12.04. | 20 | 469
12.04. | 21 | 469
12.04. | 22 | 469
12.04. | 23 | 469
12.04. | 24 | 469
13.04. | 1 | 469
13.04. | 2 | 469
13.04. | 3 | 469
13.04. | 4 | 469
13.04. | 5 | 469
13.04. | 6 | 469
13.04. | 7 | 469
13.04. | 8 | 469
13.04. | 9 | 469
13.04. | 10 | 469
13.04. | 11 | 469
13.04. | 12 | 469
13.04. | 13 | 469
13.04. | 14 | 469
13.04. | 15 | 469
13.04. | 16 | 469
13.04. | 17 | 469
13.04. | 18 | 469
13.04. | 19 | 469
13.04. | 20 | 469
13.04. | 21 | 469
13.04. | 22 | 469
13.04. | 23 | 469
13.04. | 24 | 469
14.04. | 1 | 469
14.04. | 2 | 469
14.04. | 3 | 469
14.04. | 4 | 469
14.04. | 5 | 469
14.04. | 6 | 469
14.04. | 7 | 469
14.04. | 8 | 469
14.04. | 9 | 469
14.04. | 10 | 469
14.04. | 11 | 469
14.04. | 12 | 469
14.04. | 13 | 469
14.04. | 14 | 469
14.04. | 15 | 469
14.04. | 16 | 469
14.04. | 17 | 469
14.04. | 18 | 469
14.04. | 19 | 469
14.04. | 20 | 469
14.04. | 21 | 469
14.04. | 22 | 469
14.04. | 23 | 469
14.04. | 24 | 469
15.04. | 1 | 469
15.04. | 2 | 469
15.04. | 3 | 469
15.04. | 4 | 469
15.04. | 5 | 469
15.04. | 6 | 469
15.04. | 7 | 469
15.04. | 8 | 469
15.04. | 9 | 469
15.04. | 10 | 469
15.04. | 11 | 469
15.04. | 12 | 469
15.04. | 13 | 469
15.04. | 14 | 469
15.04. | 15 | 469
15.04. | 16 | 469
15.04. | 17 | 469
15.04. | 18 | 469
15.04. | 19 | 469
15.04. | 20 | 469
15.04. | 21 | 469
15.04. | 22 | 469
15.04. | 23 | 469
15.04. | 24 | 469
16.04. | 1 | 469
16.04. | 2 | 469
16.04. | 3 | 469
16.04. | 4 | 469
16.04. | 5 | 469
16.04. | 6 | 469
16.04. | 7 | 469
16.04. | 8 | 469
16.04. | 9 | 469
16.04. | 10 | 469
16.04. | 11 | 469
16.04. | 12 | 469
16.04. | 13 | 469
16.04. | 14 | 469
16.04. | 15 | 469
16.04. | 16 | 469
16.04. | 17 | 469
16.04. | 18 | 469
16.04. | 19 | 469
16.04. | 20 | 469
16.04. | 21 | 469
16.04. | 22 | 469
16.04. | 23 | 469
16.04. | 24 | 469
17.04. | 1 | 469
17.04. | 2 | 469
17.04. | 3 | 469
17.04. | 4 | 469
17.04. | 5 | 469
17.04. | 6 | 469
17.04. | 7 | 469
17.04. | 8 | 469
17.04. | 9 | 469
17.04. | 10 | 469
17.04. | 11 | 469
17.04. | 12 | 469
17.04. | 13 | 469
17.04. | 14 | 469
17.04. | 15 | 469
17.04. | 16 | 469
17.04. | 17 | 469
17.04. | 18 | 469
17.04. | 19 | 469
17.04. | 20 | 469
17.04. | 21 | 469
17.04. | 22 | 469
17.04. | 23 | 469
17.04. | 24 | 469
18.04. | 1 | 469
18.04. | 2 | 469
18.04. | 3 | 469
18.04. | 4 | 469
18.04. | 5 | 469
18.04. | 6 | 469
18.04. | 7 | 469
18.04. | 8 | 469
18.04. | 9 | 469
18.04. | 10 | 469
18.04. | 11 | 469
18.04. | 12 | 469
18.04. | 13 | 469
18.04. | 14 | 469
18.04. | 15 | 469
18.04. | 16 | 469
18.04. | 17 | 469
18.04. | 18 | 469
18.04. | 19 | 469
18.04. | 20 | 469
18.04. | 21 | 469
18.04. | 22 | 469
18.04. | 23 | 469
18.04. | 24 | 469
19.04. | 1 | 469
19.04. | 2 | 469
19.04. | 3 | 469
19.04. | 4 | 469
19.04. | 5 | 469
19.04. | 6 | 469
19.04. | 7 | 469
19.04. | 8 | 469
19.04. | 9 | 469
19.04. | 10 | 469
19.04. | 11 | 469
19.04. | 12 | 469
19.04. | 13 | 469
19.04. | 14 | 469
19.04. | 15 | 469
19.04. | 16 | 469
19.04. | 17 | 469
19.04. | 18 | 469
19.04. | 19 | 469
19.04. | 20 | 469
19.04. | 21 | 469
19.04. | 22 | 469
19.04. | 23 | 469
19.04. | 24 | 469
20.04. | 1 | 469
20.04. | 2 | 469
20.04. | 3 | 469
20.04. | 4 | 469
20.04. | 5 | 469
20.04. | 6 | 469
20.04. | 7 | 469
20.04. | 8 | 469
20.04. | 9 | 469
20.04. | 10 | 469
20.04. | 11 | 469
20.04. | 12 | 469
20.04. | 13 | 469
20.04. | 14 | 469
20.04. | 15 | 469
20.04. | 16 | 469
20.04. | 17 | 469
20.04. | 18 | 469
20.04. | 19 | 469
20.04. | 20 | 469
20.04. | 21 | 469
20.04. | 22 | 469
20.04. | 23 | 469
20.04. | 24 | 469
21.04. | 1 | 469
21.04. | 2 | 469
21.04. | 3 | 469
21.04. | 4 | 469
21.04. | 5 | 469
21.04. | 6 | 469
21.04. | 7 | 469
21.04. | 8 | 469
21.04. | 9 | 469
21.04. | 10 | 469
21.04. | 11 | 469
21.04. | 12 | 469
21.04. | 13 | 469
21.04. | 14 | 469
21.04. | 15 | 469
21.04. | 16 | 469
21.04. | 17 | 469
21.04. | 18 | 469
21.04. | 19 | 469
21.04. | 20 | 469
21.04. | 21 | 469
21.04. | 22 | 469
21.04. | 23 | 469
21.04. | 24 | 469
22.04. | 1 | 469
22.04. | 2 | 469
22.04. | 3 | 469
22.04. | 4 | 469
22.04. | 5 | 469
22.04. | 6 | 469
22.04. | 7 | 469
22.04. | 8 | 469
22.04. | 9 | 469
22.04. | 10 | 469
22.04. | 11 | 469
22.04. | 12 | 469
22.04. | 13 | 469
22.04. | 14 | 469
22.04. | 15 | 469
22.04. | 16 | 469
22.04. | 17 | 469
22.04. | 18 | 469
22.04. | 19 | 469
22.04. | 20 | 469
22.04. | 21 | 469
22.04. | 22 | 469
22.04. | 23 | 469
22.04. | 24 | 469
23.04. | 1 | 469
23.04. | 2 | 469
23.04. | 3 | 469
23.04. | 4 | 469
23.04. | 5 | 469
23.04. | 6 | 469
23.04. | 7 | 469
23.04. | 8 | 469
23.04. | 9 | 469
23.04. | 10 | 469
23.04. | 11 | 469
23.04. | 12 | 469
23.04. | 13 | 469
23.04. | 14 | 469
23.04. | 15 | 469
23.04. | 16 | 469
23.04. | 17 | 469
23.04. | 18 | 469
23.04. | 19 | 469
23.04. | 20 | 469
23.04. | 21 | 469
23.04. | 22 | 469
23.04. | 23 | 469
23.04. | 24 | 469
24.04. | 1 | 469
24.04. | 2 | 469
24.04. | 3 | 469
24.04. | 4 | 469
24.04. | 5 | 469
24.04. | 6 | 469
24.04. | 7 | 469
24.04. | 8 | 469
24.04. | 9 | 469
24.04. | 10 | 469
24.04. | 11 | 469
24.04. | 12 | 469
24.04. | 13 | 469
24.04. | 14 | 469
24.04. | 15 | 469
24.04. | 16 | 469
24.04. | 17 | 469
24.04. | 18 | 469
24.04. | 19 | 469
24.04. | 20 | 469
24.04. | 21 | 469
24.04. | 22 | 469
24.04. | 23 | 469
24.04. | 24 | 469
25.04. | 1 | 469
25.04. | 2 | 469
25.04. | 3 | 469
25.04. | 4 | 469
25.04. | 5 | 469
25.04. | 6 | 469
25.04. | 7 | 469
25.04. | 8 | 469
25.04. | 9 | 469
25.04. | 10 | 469
25.04. | 11 | 469
25.04. | 12 | 469
25.04. | 13 | 469
25.04. | 14 | 469
25.04. | 15 | 469
25.04. | 16 | 469
25.04. | 17 | 469
25.04. | 18 | 469
25.04. | 19 | 469
25.04. | 20 | 469
25.04. | 21 | 469
25.04. | 22 | 469
25.04. | 23 | 469
25.04. | 24 | 469
26.04. | 1 | 469
26.04. | 2 | 469
26.04. | 3 | 469
26.04. | 4 | 469
26.04. | 5 | 469
26.04. | 6 | 469
26.04. | 7 | 469
26.04. | 8 | 469
26.04. | 9 | 469
26.04. | 10 | 469
26.04. | 11 | 469
26.04. | 12 | 469
26.04. | 13 | 469
26.04. | 14 | 469
26.04. | 15 | 469
26.04. | 16 | 469
26.04. | 17 | 469
26.04. | 18 | 469
26.04. | 19 | 469
26.04. | 20 | 469
26.04. | 21 | 469
26.04. | 22 | 469
26.04. | 23 | 469
26.04. | 24 | 469
27.04. | 1 | 469
27.04. | 2 | 469
27.04. | 3 | 469
27.04. | 4 | 469
27.04. | 5 | 469
27.04. | 6 | 469
27.04. | 7 | 469
27.04. | 8 | 469
27.04. | 9 | 469
27.04. | 10 | 469
27.04. | 11 | 469
27.04. | 12 | 469
27.04. | 13 | 469
27.04. | 14 | 469
27.04. | 15 | 469
27.04. | 16 | 469
27.04. | 17 | 469
27.04. | 18 | 469
27.04. | 19 | 469
27.04. | 20 | 469
27.04. | 21 | 469
27.04. | 22 | 469
27.04. | 23 | 469
27.04. | 24 | 469
28.04. | 1 | 469
28.04. | 2 | 469
28.04. | 3 | 469
28.04. | 4 | 469
28.04. | 5 | 469
28.04. | 6 | 469
28.04. | 7 | 469
28.04. | 8 | 469
28.04. | 9 | 469
28.04. | 10 | 469
28.04. | 11 | 469
28.04. | 12 | 469
28.04. | 13 | 469
28.04. | 14 | 469
28.04. | 15 | 469
28.04. | 16 | 469
28.04. | 17 | 469
28.04. | 18 | 469
28.04. | 19 | 469
28.04. | 20 | 469
28.04. | 21 | 469
28.04. | 22 | 469
28.04. | 23 | 469
28.04. | 24 | 469
29.04. | 1 | 469
29.04. | 2 | 469
29.04. | 3 | 469
29.04. | 4 | 469
29.04. | 5 | 469
29.04. | 6 | 469
29.04. | 7 | 469
29.04. | 8 | 469
29.04. | 9 | 469
29.04. | 10 | 469
29.04. | 11 | 469
29.04. | 12 | 469
29.04. | 13 | 469
29.04. | 14 | 469
29.04. | 15 | 469
29.04. | 16 | 469
29.04. | 17 | 469
29.04. | 18 | 469
29.04. | 19 | 469
29.04. | 20 | 469
29.04. | 21 | 469
29.04. | 22 | 469
29.04. | 23 | 469
29.04. | 24 | 469
30.04. | 1 | 469
30.04. | 2 | 469
30.04. | 3 | 469
30.04. | 4 | 469
30.04. | 5 | 469
30.04. | 6 | 469
30.04. | 7 | 469
30.04. | 8 | 469
30.04. | 9 | 469
30.04. | 10 | 469
30.04. | 11 | 469
30.04. | 12 | 469
30.04. | 13 | 469
30.04. | 14 | 469
30.04. | 15 | 469
30.04. | 16 | 469
30.04. | 17 | 469
30.04. | 18 | 469
30.04. | 19 | 469
30.04. | 20 | 469
30.04. | 21 | 469
30.04. | 22 | 469
30.04. | 23 | 469
30.04. | 24 | 469
01.05. | 1 | 469
01.05. | 2 | 469
01.05. | 3 | 469
01.05. | 4 | 469
01.05. | 5 | 469
01.05. | 6 | 469
01.05. | 7 | 469
01.05. | 8 | 469
01.05. | 9 | 469
01.05. | 10 | 469
01.05. | 11 | 469
01.05. | 12 | 469
01.05. | 13 | 469
01.05. | 14 | 469
01.05. | 15 | 469
01.05. | 16 | 469
01.05. | 17 | 469
01.05. | 18 | 469
01.05. | 19 | 469
01.05. | 20 | 469
01.05. | 21 | 469
01.05. | 22 | 469
01.05. | 23 | 469
01.05. | 24 | 469
02.05. | 1 | 469
02.05. | 2 | 469
02.05. | 3 | 469
02.05. | 4 | 469
02.05. | 5 | 469
02.05. | 6 | 469
02.05. | 7 | 469
02.05. | 8 | 469
02.05. | 9 | 469
02.05. | 10 | 469
02.05. | 11 | 469
02.05. | 12 | 469
02.05. | 13 | 469
02.05. | 14 | 469
02.05. | 15 | 469
02.05. | 16 | 469
02.05. | 17 | 469
02.05. | 18 | 469
02.05. | 19 | 469
02.05. | 20 | 469
02.05. | 21 | 469
02.05. | 22 | 469
02.05. | 23 | 469
02.05. | 24 | 469
03.05. | 1 | 469
03.05. | 2 | 469
03.05. | 3 | 469
03.05. | 4 | 469
03.05. | 5 | 469
03.05. | 6 | 469
03.05. | 7 | 469
03.05. | 8 | 469
03.05. | 9 | 469
03.05. | 10 | 469
03.05. | 11 | 469
03.05. | 12 | 469
03.05. | 13 | 469
03.05. | 14 | 469
03.05. | 15 | 469
03.05. | 16 | 469
03.05. | 17 | 469
03.05. | 18 | 469
03.05. | 19 | 469
03.05. | 20 | 469
03.05. | 21 | 469
03.05. | 22 | 469
03.05. | 23 | 469
03.05. | 24 | 469
04.05. | 1 | 469
04.05. | 2 | 469
04.05. | 3 | 469
04.05. | 4 | 469
04.05. | 5 | 469
04.05. | 6 | 469
04.05. | 7 | 469
04.05. | 8 | 469
04.05. | 9 | 469
04.05. | 10 | 469
04.05. | 11 | 469
04.05. | 12 | 469
04.05. | 13 | 469
04.05. | 14 | 469
04.05. | 15 | 469
04.05. | 16 | 469
04.05. | 17 | 469
04.05. | 18 | 469
04.05. | 19 | 469
04.05. | 20 | 469
04.05. | 21 | 469
04.05. | 22 | 469
04.05. | 23 | 469
04.05. | 24 | 469
05.05. | 1 | 469
05.05. | 2 | 469
05.05. | 3 | 469
05.05. | 4 | 469
05.05. | 5 | 469
05.05. | 6 | 469
05.05. | 7 | 469
05.05. | 8 | 469
05.05. | 9 | 469
05.05. | 10 | 469
05.05. | 11 | 469
05.05. | 12 | 469
05.05. | 13 | 469
05.05. | 14 | 469
05.05. | 15 | 469
05.05. | 16 | 469
05.05. | 17 | 469
05.05. | 18 | 469
05.05. | 19 | 469
05.05. | 20 | 469
05.05. | 21 | 469
05.05. | 22 | 469
05.05. | 23 | 469
05.05. | 24 | 469
06.05. | 1 | 469
06.05. | 2 | 469
06.05. | 3 | 469
06.05. | 4 | 469
06.05. | 5 | 469
06.05. | 6 | 469
06.05. | 7 | 469
06.05. | 8 | 469
06.05. | 9 | 469
06.05. | 10 | 469
06.05. | 11 | 469
06.05. | 12 | 469
06.05. | 13 | 469
06.05. | 14 | 469
06.05. | 15 | 469
06.05. | 16 | 469
06.05. | 17 | 469
06.05. | 18 | 469
06.05. | 19 | 469
06.05. | 20 | 469
06.05. | 21 | 469
06.05. | 22 | 469
06.05. | 23 | 469
06.05. | 24 | 469
07.05. | 1 | 469
07.05. | 2 | 469
07.05. | 3 | 469
07.05. | 4 | 469
07.05. | 5 | 469
07.05. | 6 | 469
07.05. | 7 | 469
07.05. | 8 | 469
07.05. | 9 | 469
07.05. | 10 | 469
07.05. | 11 | 469
07.05. | 12 | 469
07.05. | 13 | 469
07.05. | 14 | 469
07.05. | 15 | 469
07.05. | 16 | 469
07.05. | 17 | 469
07.05. | 18 | 469
07.05. | 19 | 469
07.05. | 20 | 469
07.05. | 21 | 469
07.05. | 22 | 469
07.05. | 23 | 469
07.05. | 24 | 469
08.05. | 1 | 469
08.05. | 2 | 469
08.05. | 3 | 469
08.05. | 4 | 469
08.05. | 5 | 469
08.05. | 6 | 469
08.05. | 7 | 469
08.05. | 8 | 469
08.05. | 9 | 469
08.05. | 10 | 469
08.05. | 11 | 469
08.05. | 12 | 469
08.05. | 13 | 469
08.05. | 14 | 469
08.05. | 15 | 469
08.05. | 16 | 469
08.05. | 17 | 469
08.05. | 18 | 469
08.05. | 19 | 469
08.05. | 20 | 469
08.05. | 21 | 469
08.05. | 22 | 469
08.05. | 23 | 469
08.05. | 24 | 469
09.05. | 1 | 469
09.05. | 2 | 469
09.05. | 3 | 469
09.05. | 4 | 469
09.05. | 5 | 469
09.05. | 6 | 469
09.05. | 7 | 469
09.05. | 8 | 469
09.05. | 9 | 469
09.05. | 10 | 469
09.05. | 11 | 469
09.05. | 12 | 469
09.05. | 13 | 469
09.05. | 14 | 469
09.05. | 15 | 469
09.05. | 16 | 469
09.05. | 17 | 469
09.05. | 18 | 469
09.05. | 19 | 469
09.05. | 20 | 469
09.05. | 21 | 469
09.05. | 22 | 469
09.05. | 23 | 469
09.05. | 24 | 469
10.05. | 1 | 469
10.05. | 2 | 469
10.05. | 3 | 469
10.05. | 4 | 469
10.05. | 5 | 469
10.05. | 6 | 469
10.05. | 7 | 469
10.05. | 8 | 469
10.05. | 9 | 469
10.05. | 10 | 469
10.05. | 11 | 469
10.05. | 12 | 469
10.05. | 13 | 469
10.05. | 14 | 469
10.05. | 15 | 469
10.05. | 16 | 469
10.05. | 17 | 469
10.05. | 18 | 469
10.05. | 19 | 469
10.05. | 20 | 469
10.05. | 21 | 469
10.05. | 22 | 469
10.05. | 23 | 469
10.05. | 24 | 469
11.05. | 1 | 469
11.05. | 2 | 469
11.05. | 3 | 469
11.05. | 4 | 469
11.05. | 5 | 469
11.05. | 6 | 469
11.05. | 7 | 469
11.05. | 8 | 469
11.05. | 9 | 469
11.05. | 10 | 469
11.05. | 11 | 469
11.05. | 12 | 469
11.05. | 13 | 469
11.05. | 14 | 469
11.05. | 15 | 469
11.05. | 16 | 469
11.05. | 17 | 469
11.05. | 18 | 469
11.05. | 19 | 469
11.05. | 20 | 469
11.05. | 21 | 469
11.05. | 22 | 469
11.05. | 23 | 469
11.05. | 24 | 469
12.05. | 1 | 469
12.05. | 2 | 469
12.05. | 3 | 469
12.05. | 4 | 469
12.05. | 5 | 469
12.05. | 6 | 469
12.05. | 7 | 469
12.05. | 8 | 469
12.05. | 9 | 469
12.05. | 10 | 469
12.05. | 11 | 469
12.05. | 12 | 469
12.05. | 13 | 469
12.05. | 14 | 469
12.05. | 15 | 469
12.05. | 16 | 469
12.05. | 17 | 469
12.05. | 18 | 469
12.05. | 19 | 469
12.05. | 20 | 469
12.05. | 21 | 469
12.05. | 22 | 469
12.05. | 23 | 469
12.05. | 24 | 469
13.05. | 1 | 469
13.05. | 2 | 469
13.05. | 3 | 469
13.05. | 4 | 469
13.05. | 5 | 469
13.05. | 6 | 469
13.05. | 7 | 469
13.05. | 8 | 469
13.05. | 9 | 469
13.05. | 10 | 469
13.05. | 11 | 469
13.05. | 12 | 469
13.05. | 13 | 469
13.05. | 14 | 469
13.05. | 15 | 469
13.05. | 16 | 469
13.05. | 17 | 469
13.05. | 18 | 469
13.05. | 19 | 469
13.05. | 20 | 469
13.05. | 21 | 469
13.05. | 22 | 469
13.05. | 23 | 469
13.05. | 24 | 469
14.05. | 1 | 469
14.05. | 2 | 469
14.05. | 3 | 469
14.05. | 4 | 469
14.05. | 5 | 469
14.05. | 6 | 469
14.05. | 7 | 469
14.05. | 8 | 469
14.05. | 9 | 469
14.05. | 10 | 469
14.05. | 11 | 469
14.05. | 12 | 469
14.05. | 13 | 469
14.05. | 14 | 469
14.05. | 15 | 469
14.05. | 16 | 469
14.05. | 17 | 469
14.05. | 18 | 469
14.05. | 19 | 469
14.05. | 20 | 469
14.05. | 21 | 469
14.05. | 22 | 469
14.05. | 23 | 469
14.05. | 24 | 469
15.05. | 1 | 469
15.05. | 2 | 469
15.05. | 3 | 469
15.05. | 4 | 469
15.05. | 5 | 469
15.05. | 6 | 469
15.05. | 7 | 469
15.05. | 8 | 469
15.05. | 9 | 469
15.05. | 10 | 469
15.05. | 11 | 469
15.05. | 12 | 469
15.05. | 13 | 469
15.05. | 14 | 469
15.05. | 15 | 469
15.05. | 16 | 469
15.05. | 17 | 469
15.05. | 18 | 469
15.05. | 19 | 469
15.05. | 20 | 469
15.05. | 21 | 469
15.05. | 22 | 469
15.05. | 23 | 469
15.05. | 24 | 469
16.05. | 1 | 469
16.05. | 2 | 469
16.05. | 3 | 469
16.05. | 4 | 469
16.05. | 5 | 469
16.05. | 6 | 469
16.05. | 7 | 469
16.05. | 8 | 469
16.05. | 9 | 469
16.05. | 10 | 469
16.05. | 11 | 469
16.05. | 12 | 469
16.05. | 13 | 469
16.05. | 14 | 469
16.05. | 15 | 469
16.05. | 16 | 469
16.05. | 17 | 469
16.05. | 18 | 469
16.05. | 19 | 469
16.05. | 20 | 469
16.05. | 21 | 469
16.05. | 22 | 469
16.05. | 23 | 469
16.05. | 24 | 469
17.05. | 1 | 469
17.05. | 2 | 469
17.05. | 3 | 469
17.05. | 4 | 469
17.05. | 5 | 469
17.05. | 6 | 469
17.05. | 7 | 469
17.05. | 8 | 469
17.05. | 9 | 469
17.05. | 10 | 469
17.05. | 11 | 469
17.05. | 12 | 469
17.05. | 13 | 469
17.05. | 14 | 469
17.05. | 15 | 469
17.05. | 16 | 469
17.05. | 17 | 469
17.05. | 18 | 469
17.05. | 19 | 469
17.05. | 20 | 469
17.05. | 21 | 469
17.05. | 22 | 469
17.05. | 23 | 469
17.05. | 24 | 469
18.05. | 1 | 469
18.05. | 2 | 469
18.05. | 3 | 469
18.05. | 4 | 469
18.05. | 5 | 469
18.05. | 6 | 469
18.05. | 7 | 469
18.05. | 8 | 469
18.05. | 9 | 469
18.05. | 10 | 469
18.05. | 11 | 469
18.05. | 12 | 469
18.05. | 13 | 469
18.05. | 14 | 469
18.05. | 15 | 469
18.05. | 16 | 469
18.05. | 17 | 469
18.05. | 18 | 469
18.05. | 19 | 469
18.05. | 20 | 469
18.05. | 21 | 469
18.05. | 22 | 469
18.05. | 23 | 469
18.05. | 24 | 469
19.05. | 1 | 469
19.05. | 2 | 469
19.05. | 3 | 469
19.05. | 4 | 469
19.05. | 5 | 469
19.05. | 6 | 469
19.05. | 7 | 469
19.05. | 8 | 469
19.05. | 9 | 469
19.05. | 10 | 469
19.05. | 11 | 469
19.05. | 12 | 469
19.05. | 13 | 469
19.05. | 14 | 469
19.05. | 15 | 469
19.05. | 16 | 469
19.05. | 17 | 469
19.05. | 18 | 469
19.05. | 19 | 469
19.05. | 20 | 469
19.05. | 21 | 469
19.05. | 22 | 469
19.05. | 23 | 469
19.05. | 24 | 469
20.05. | 1 | 469
20.05. | 2 | 469
20.05. | 3 | 469
20.05. | 4 | 469
20.05. | 5 | 469
20.05. | 6 | 469
20.05. | 7 | 469
20.05. | 8 | 469
20.05. | 9 | 469
20.05. | 10 | 469
20.05. | 11 | 469
20.05. | 12 | 469
20.05. | 13 | 469
20.05. | 14 | 469
20.05. | 15 | 469
20.05. | 16 | 469
20.05. | 17 | 469
20.05. | 18 | 469
20.05. | 19 | 469
20.05. | 20 | 469
20.05. | 21 | 469
20.05. | 22 | 469
20.05. | 23 | 469
20.05. | 24 | 469
21.05. | 1 | 469
21.05. | 2 | 469
21.05. | 3 | 469
21.05. | 4 | 469
21.05. | 5 | 469
21.05. | 6 | 469
21.05. | 7 | 469
21.05. | 8 | 469
21.05. | 9 | 469
21.05. | 10 | 469
21.05. | 11 | 469
21.05. | 12 | 469
21.05. | 13 | 469
21.05. | 14 | 469
21.05. | 15 | 469
21.05. | 16 | 469
21.05. | 17 | 469
21.05. | 18 | 469
21.05. | 19 | 469
21.05. | 20 | 469
21.05. | 21 | 469
21.05. | 22 | 469
21.05. | 23 | 469
21.05. | 24 | 469
22.05. | 1 | 469
22.05. | 2 | 469
22.05. | 3 | 469
22.05. | 4 | 469
22.05. | 5 | 469
22.05. | 6 | 469
22.05. | 7 | 469
22.05. | 8 | 469
22.05. | 9 | 469
22.05. | 10 | 469
22.05. | 11 | 469
22.05. | 12 | 469
22.05. | 13 | 469
22.05. | 14 | 469
22.05. | 15 | 469
22.05. | 16 | 469
22.05. | 17 | 469
22.05. | 18 | 469
22.05. | 19 | 469
22.05. | 20 | 469
22.05. | 21 | 469
22.05. | 22 | 469
22.05. | 23 | 469
22.05. | 24 | 469
23.05. | 1 | 469
23.05. | 2 | 469
23.05. | 3 | 469
23.05. | 4 | 469
23.05. | 5 | 469
23.05. | 6 | 469
23.05. | 7 | 469
23.05. | 8 | 469
23.05. | 9 | 469
23.05. | 10 | 469
23.05. | 11 | 469
23.05. | 12 | 469
23.05. | 13 | 469
23.05. | 14 | 469
23.05. | 15 | 469
23.05. | 16 | 469
23.05. | 17 | 469
23.05. | 18 | 469
23.05. | 19 | 469
23.05. | 20 | 469
23.05. | 21 | 469
23.05. | 22 | 469
23.05. | 23 | 469
23.05. | 24 | 469
24.05. | 1 | 469
24.05. | 2 | 469
24.05. | 3 | 469
24.05. | 4 | 469
24.05. | 5 | 469
24.05. | 6 | 469
24.05. | 7 | 469
24.05. | 8 | 469
24.05. | 9 | 469
24.05. | 10 | 469
24.05. | 11 | 469
24.05. | 12 | 469
24.05. | 13 | 469
24.05. | 14 | 469
24.05. | 15 | 469
24.05. | 16 | 469
24.05. | 17 | 469
24.05. | 18 | 469
24.05. | 19 | 469
24.05. | 20 | 469
24.05. | 21 | 469
24.05. | 22 | 469
24.05. | 23 | 469
24.05. | 24 | 469
25.05. | 1 | 469
25.05. | 2 | 469
25.05. | 3 | 469
25.05. | 4 | 469
25.05. | 5 | 469
25.05. | 6 | 469
25.05. | 7 | 469
25.05. | 8 | 469
25.05. | 9 | 469
25.05. | 10 | 469
25.05. | 11 | 469
25.05. | 12 | 469
25.05. | 13 | 469
25.05. | 14 | 469
25.05. | 15 | 469
25.05. | 16 | 469
25.05. | 17 | 469
25.05. | 18 | 469
25.05. | 19 | 469
25.05. | 20 | 469
25.05. | 21 | 469
25.05. | 22 | 469
25.05. | 23 | 469
25.05. | 24 | 469
26.05. | 1 | 469
26.05. | 2 | 469
26.05. | 3 | 469
26.05. | 4 | 469
26.05. | 5 | 469
26.05. | 6 | 469
26.05. | 7 | 469
26.05. | 8 | 469
26.05. | 9 | 469
26.05. | 10 | 469
26.05. | 11 | 469
26.05. | 12 | 469
26.05. | 13 | 469
26.05. | 14 | 469
26.05. | 15 | 469
26.05. | 16 | 469
26.05. | 17 | 469
26.05. | 18 | 469
26.05. | 19 | 469
26.05. | 20 | 469
26.05. | 21 | 469
26.05. | 22 | 469
26.05. | 23 | 469
26.05. | 24 | 469
27.05. | 1 | 469
27.05. | 2 | 469
27.05. | 3 | 469
27.05. | 4 | 469
27.05. | 5 | 469
27.05. | 6 | 469
27.05. | 7 | 469
27.05. | 8 | 469
27.05. | 9 | 469
27.05. | 10 | 469
27.05. | 11 | 469
27.05. | 12 | 469
27.05. | 13 | 469
27.05. | 14 | 469
27.05. | 15 | 469
27.05. | 16 | 469
27.05. | 17 | 469
27.05. | 18 | 469
27.05. | 19 | 469
27.05. | 20 | 469
27.05. | 21 | 469
27.05. | 22 | 469
27.05. | 23 | 469
27.05. | 24 | 469
28.05. | 1 | 469
28.05. | 2 | 469
28.05. | 3 | 469
28.05. | 4 | 469
28.05. | 5 | 469
28.05. | 6 | 469
28.05. | 7 | 469
28.05. | 8 | 469
28.05. | 9 | 469
28.05. | 10 | 469
28.05. | 11 | 469
28.05. | 12 | 469
28.05. | 13 | 469
28.05. | 14 | 469
28.05. | 15 | 469
28.05. | 16 | 469
28.05. | 17 | 469
28.05. | 18 | 469
28.05. | 19 | 469
28.05. | 20 | 469
28.05. | 21 | 469
28.05. | 22 | 469
28.05. | 23 | 469
28.05. | 24 | 469
29.05. | 1 | 469
29.05. | 2 | 469
29.05. | 3 | 469
29.05. | 4 | 469
29.05. | 5 | 469
29.05. | 6 | 469
29.05. | 7 | 469
29.05. | 8 | 469
29.05. | 9 | 469
29.05. | 10 | 469
29.05. | 11 | 469
29.05. | 12 | 469
29.05. | 13 | 469
29.05. | 14 | 469
29.05. | 15 | 469
29.05. | 16 | 469
29.05. | 17 | 469
29.05. | 18 | 469
29.05. | 19 | 469
29.05. | 20 | 469
29.05. | 21 | 469
29.05. | 22 | 469
29.05. | 23 | 469
29.05. | 24 | 469
30.05. | 1 | 469
30.05. | 2 | 469
30.05. | 3 | 469
30.05. | 4 | 469
30.05. | 5 | 469
30.05. | 6 | 469
30.05. | 7 | 469
30.05. | 8 | 469
30.05. | 9 | 469
30.05. | 10 | 469
30.05. | 11 | 469
30.05. | 12 | 469
30.05. | 13 | 469
30.05. | 14 | 469
30.05. | 15 | 469
30.05. | 16 | 469
30.05. | 17 | 469
30.05. | 18 | 469
30.05. | 19 | 469
30.05. | 20 | 469
30.05. | 21 | 469
30.05. | 22 | 469
30.05. | 23 | 469
30.05. | 24 | 469
31.05. | 1 | 469
31.05. | 2 | 469
31.05. | 3 | 469
31.05. | 4 | 469
31.05. | 5 | 469
31.05. | 6 | 469
31.05. | 7 | 469
31.05. | 8 | 469
31.05. | 9 | 469
31.05. | 10 | 469
31.05. | 11 | 469
31.05. | 12 | 469
31.05. | 13 | 469
31.05. | 14 | 469
31.05. | 15 | 469
31.05. | 16 | 469
31.05. | 17 | 469
31.05. | 18 | 469
31.05. | 19 | 469
31.05. | 20 | 469
31.05. | 21 | 469
31.05. | 22 | 469
31.05. | 23 | 469
31.05. | 24 | 469
01.06. | 1 | 469
01.06. | 2 | 469
01.06. | 3 | 469
01.06. | 4 | 469
01.06. | 5 | 469
01.06. | 6 | 469
01.06. | 7 | 469
01.06. | 8 | 469
01.06. | 9 | 469
01.06. | 10 | 469
01.06. | 11 | 469
01.06. | 12 | 469
01.06. | 13 | 469
01.06. | 14 | 469
01.06. | 15 | 469
01.06. | 16 | 469
01.06. | 17 | 469
01.06. | 18 | 469
01.06. | 19 | 469
01.06. | 20 | 469
01.06. | 21 | 469
01.06. | 22 | 469
01.06. | 23 | 469
01.06. | 24 | 469
02.06. | 1 | 469
02.06. | 2 | 469
02.06. | 3 | 469
02.06. | 4 | 469
02.06. | 5 | 469
02.06. | 6 | 469
02.06. | 7 | 469
02.06. | 8 | 469
02.06. | 9 | 469
02.06. | 10 | 469
02.06. | 11 | 469
02.06. | 12 | 469
02.06. | 13 | 469
02.06. | 14 | 469
02.06. | 15 | 469
02.06. | 16 | 469
02.06. | 17 | 469
02.06. | 18 | 469
02.06. | 19 | 469
02.06. | 20 | 469
02.06. | 21 | 469
02.06. | 22 | 469
02.06. | 23 | 469
02.06. | 24 | 469
03.06. | 1 | 469
03.06. | 2 | 469
03.06. | 3 | 469
03.06. | 4 | 469
03.06. | 5 | 469
03.06. | 6 | 469
03.06. | 7 | 469
03.06. | 8 | 469
03.06. | 9 | 469
03.06. | 10 | 469
03.06. | 11 | 469
03.06. | 12 | 469
03.06. | 13 | 469
03.06. | 14 | 469
03.06. | 15 | 469
03.06. | 16 | 469
03.06. | 17 | 469
03.06. | 18 | 469
03.06. | 19 | 469
03.06. | 20 | 469
03.06. | 21 | 469
03.06. | 22 | 469
03.06. | 23 | 469
03.06. | 24 | 469
04.06. | 1 | 469
04.06. | 2 | 469
04.06. | 3 | 469
04.06. | 4 | 469
04.06. | 5 | 469
04.06. | 6 | 469
04.06. | 7 | 469
04.06. | 8 | 469
04.06. | 9 | 469
04.06. | 10 | 469
04.06. | 11 | 469
04.06. | 12 | 469
04.06. | 13 | 469
04.06. | 14 | 469
04.06. | 15 | 469
04.06. | 16 | 469
04.06. | 17 | 469
04.06. | 18 | 469
04.06. | 19 | 469
04.06. | 20 | 469
04.06. | 21 | 469
04.06. | 22 | 469
04.06. | 23 | 469
04.06. | 24 | 469
05.06. | 1 | 469
05.06. | 2 | 469
05.06. | 3 | 469
05.06. | 4 | 469
05.06. | 5 | 469
05.06. | 6 | 469
05.06. | 7 | 469
05.06. | 8 | 469
05.06. | 9 | 469
05.06. | 10 | 469
05.06. | 11 | 469
05.06. | 12 | 469
05.06. | 13 | 469
05.06. | 14 | 469
05.06. | 15 | 469
05.06. | 16 | 469
05.06. | 17 | 469
05.06. | 18 | 469
05.06. | 19 | 469
05.06. | 20 | 469
05.06. | 21 | 469
05.06. | 22 | 469
05.06. | 23 | 469
05.06. | 24 | 469
06.06. | 1 | 469
06.06. | 2 | 469
06.06. | 3 | 469
06.06. | 4 | 469
06.06. | 5 | 469
06.06. | 6 | 469
06.06. | 7 | 469
06.06. | 8 | 469
06.06. | 9 | 469
06.06. | 10 | 469
06.06. | 11 | 469
06.06. | 12 | 469
06.06. | 13 | 469
06.06. | 14 | 469
06.06. | 15 | 469
06.06. | 16 | 469
06.06. | 17 | 469
06.06. | 18 | 469
06.06. | 19 | 469
06.06. | 20 | 469
06.06. | 21 | 469
06.06. | 22 | 469
06.06. | 23 | 469
06.06. | 24 | 469
07.06. | 1 | 469
07.06. | 2 | 469
07.06. | 3 | 469
07.06. | 4 | 469
07.06. | 5 | 469
07.06. | 6 | 469
07.06. | 7 | 469
07.06. | 8 | 469
07.06. | 9 | 469
07.06. | 10 | 469
07.06. | 11 | 469
07.06. | 12 | 469
07.06. | 13 | 469
07.06. | 14 | 469
07.06. | 15 | 469
07.06. | 16 | 469
07.06. | 17 | 469
07.06. | 18 | 469
07.06. | 19 | 469
07.06. | 20 | 469
07.06. | 21 | 469
07.06. | 22 | 469
07.06. | 23 | 469
07.06. | 24 | 469
08.06. | 1 | 469
08.06. | 2 | 469
08.06. | 3 | 469
08.06. | 4 | 469
08.06. | 5 | 469
08.06. | 6 | 469
08.06. | 7 | 469
08.06. | 8 | 469
08.06. | 9 | 469
08.06. | 10 | 469
08.06. | 11 | 469
08.06. | 12 | 469
08.06. | 13 | 469
08.06. | 14 | 469
08.06. | 15 | 469
08.06. | 16 | 469
08.06. | 17 | 469
08.06. | 18 | 469
08.06. | 19 | 469
08.06. | 20 | 469
08.06. | 21 | 469
08.06. | 22 | 469
08.06. | 23 | 469
08.06. | 24 | 469
09.06. | 1 | 469
09.06. | 2 | 469
09.06. | 3 | 469
09.06. | 4 | 469
09.06. | 5 | 469
09.06. | 6 | 469
09.06. | 7 | 469
09.06. | 8 | 469
09.06. | 9 | 469
09.06. | 10 | 469
09.06. | 11 | 469
09.06. | 12 | 469
09.06. | 13 | 469
09.06. | 14 | 469
09.06. | 15 | 469
09.06. | 16 | 469
09.06. | 17 | 469
09.06. | 18 | 469
09.06. | 19 | 469
09.06. | 20 | 469
09.06. | 21 | 469
09.06. | 22 | 469
09.06. | 23 | 469
09.06. | 24 | 469
10.06. | 1 | 469
10.06. | 2 | 469
10.06. | 3 | 469
10.06. | 4 | 469
10.06. | 5 | 469
10.06. | 6 | 469
10.06. | 7 | 469
10.06. | 8 | 469
10.06. | 9 | 469
10.06. | 10 | 469
10.06. | 11 | 469
10.06. | 12 | 469
10.06. | 13 | 469
10.06. | 14 | 469
10.06. | 15 | 469
10.06. | 16 | 469
10.06. | 17 | 469
10.06. | 18 | 469
10.06. | 19 | 469
10.06. | 20 | 469
10.06. | 21 | 469
10.06. | 22 | 469
10.06. | 23 | 469
10.06. | 24 | 469
11.06. | 1 | 469
11.06. | 2 | 469
11.06. | 3 | 469
11.06. | 4 | 469
11.06. | 5 | 469
11.06. | 6 | 469
11.06. | 7 | 469
11.06. | 8 | 469
11.06. | 9 | 469
11.06. | 10 | 469
11.06. | 11 | 469
11.06. | 12 | 469
11.06. | 13 | 469
11.06. | 14 | 469
11.06. | 15 | 469
11.06. | 16 | 469
11.06. | 17 | 469
11.06. | 18 | 469
11.06. | 19 | 469
11.06. | 20 | 469
11.06. | 21 | 469
11.06. | 22 | 469
11.06. | 23 | 469
11.06. | 24 | 469
12.06. | 1 | 469
12.06. | 2 | 469
12.06. | 3 | 469
12.06. | 4 | 469
12.06. | 5 | 469
12.06. | 6 | 469
12.06. | 7 | 469
12.06. | 8 | 469
12.06. | 9 | 469
12.06. | 10 | 469
12.06. | 11 | 469
12.06. | 12 | 469
12.06. | 13 | 469
12.06. | 14 | 469
12.06. | 15 | 469
12.06. | 16 | 469
12.06. | 17 | 469
12.06. | 18 | 469
12.06. | 19 | 469
12.06. | 20 | 469
12.06. | 21 | 469
12.06. | 22 | 469
12.06. | 23 | 469
12.06. | 24 | 469
13.06. | 1 | 469
13.06. | 2 | 469
13.06. | 3 | 469
13.06. | 4 | 469
13.06. | 5 | 469
13.06. | 6 | 469
13.06. | 7 | 469
13.06. | 8 | 469
13.06. | 9 | 469
13.06. | 10 | 469
13.06. | 11 | 469
13.06. | 12 | 469
13.06. | 13 | 469
13.06. | 14 | 469
13.06. | 15 | 469
13.06. | 16 | 469
13.06. | 17 | 469
13.06. | 18 | 469
13.06. | 19 | 469
13.06. | 20 | 469
13.06. | 21 | 469
13.06. | 22 | 469
13.06. | 23 | 469
13.06. | 24 | 469
14.06. | 1 | 469
14.06. | 2 | 469
14.06. | 3 | 469
14.06. | 4 | 469
14.06. | 5 | 469
14.06. | 6 | 469
14.06. | 7 | 469
14.06. | 8 | 469
14.06. | 9 | 469
14.06. | 10 | 469
14.06. | 11 | 469
14.06. | 12 | 469
14.06. | 13 | 469
14.06. | 14 | 469
14.06. | 15 | 469
14.06. | 16 | 469
14.06. | 17 | 469
14.06. | 18 | 469
14.06. | 19 | 469
14.06. | 20 | 469
14.06. | 21 | 469
14.06. | 22 | 469
14.06. | 23 | 469
14.06. | 24 | 469
15.06. | 1 | 469
15.06. | 2 | 469
15.06. | 3 | 469
15.06. | 4 | 469
15.06. | 5 | 469
15.06. | 6 | 469
15.06. | 7 | 469
15.06. | 8 | 469
15.06. | 9 | 469
15.06. | 10 | 469
15.06. | 11 | 469
15.06. | 12 | 469
15.06. | 13 | 469
15.06. | 14 | 469
15.06. | 15 | 469
15.06. | 16 | 469
15.06. | 17 | 469
15.06. | 18 | 469
15.06. | 19 | 469
15.06. | 20 | 469
15.06. | 21 | 469
15.06. | 22 | 469
15.06. | 23 | 469
15.06. | 24 | 469
16.06. | 1 | 469
16.06. | 2 | 469
16.06. | 3 | 469
16.06. | 4 | 469
16.06. | 5 | 469
16.06. | 6 | 469
16.06. | 7 | 469
16.06. | 8 | 469
16.06. | 9 | 469
16.06. | 10 | 469
16.06. | 11 | 469
16.06. | 12 | 469
16.06. | 13 | 469
16.06. | 14 | 469
16.06. | 15 | 469
16.06. | 16 | 469
16.06. | 17 | 469
16.06. | 18 | 469
16.06. | 19 | 469
16.06. | 20 | 469
16.06. | 21 | 469
16.06. | 22 | 469
16.06. | 23 | 469
16.06. | 24 | 469
17.06. | 1 | 469
17.06. | 2 | 469
17.06. | 3 | 469
17.06. | 4 | 469
17.06. | 5 | 469
17.06. | 6 | 469
17.06. | 7 | 469
17.06. | 8 | 469
17.06. | 9 | 469
17.06. | 10 | 469
17.06. | 11 | 469
17.06. | 12 | 469
17.06. | 13 | 469
17.06. | 14 | 469
17.06. | 15 | 469
17.06. | 16 | 469
17.06. | 17 | 469
17.06. | 18 | 469
17.06. | 19 | 469
17.06. | 20 | 469
17.06. | 21 | 469
17.06. | 22 | 469
17.06. | 23 | 469
17.06. | 24 | 469
18.06. | 1 | 469
18.06. | 2 | 469
18.06. | 3 | 469
18.06. | 4 | 469
18.06. | 5 | 469
18.06. | 6 | 469
18.06. | 7 | 469
18.06. | 8 | 469
18.06. | 9 | 469
18.06. | 10 | 469
18.06. | 11 | 469
18.06. | 12 | 469
18.06. | 13 | 469
18.06. | 14 | 469
18.06. | 15 | 469
18.06. | 16 | 469
18.06. | 17 | 469
18.06. | 18 | 469
18.06. | 19 | 469
18.06. | 20 | 469
18.06. | 21 | 469
18.06. | 22 | 469
18.06. | 23 | 469
18.06. | 24 | 469
19.06. | 1 | 469
19.06. | 2 | 469
19.06. | 3 | 469
19.06. | 4 | 469
19.06. | 5 | 469
19.06. | 6 | 469
19.06. | 7 | 469
19.06. | 8 | 469
19.06. | 9 | 469
19.06. | 10 | 469
19.06. | 11 | 469
19.06. | 12 | 469
19.06. | 13 | 469
19.06. | 14 | 469
19.06. | 15 | 469
19.06. | 16 | 469
19.06. | 17 | 469
19.06. | 18 | 469
19.06. | 19 | 469
19.06. | 20 | 469
19.06. | 21 | 469
19.06. | 22 | 469
19.06. | 23 | 469
19.06. | 24 | 469
20.06. | 1 | 469
20.06. | 2 | 469
20.06. | 3 | 469
20.06. | 4 | 469
20.06. | 5 | 469
20.06. | 6 | 469
20.06. | 7 | 469
20.06. | 8 | 469
20.06. | 9 | 469
20.06. | 10 | 469
20.06. | 11 | 469
20.06. | 12 | 469
20.06. | 13 | 469
20.06. | 14 | 469
20.06. | 15 | 469
20.06. | 16 | 469
20.06. | 17 | 469
20.06. | 18 | 469
20.06. | 19 | 469
20.06. | 20 | 469
20.06. | 21 | 469
20.06. | 22 | 469
20.06. | 23 | 469
20.06. | 24 | 469
21.06. | 1 | 469
21.06. | 2 | 469
21.06. | 3 | 469
21.06. | 4 | 469
21.06. | 5 | 469
21.06. | 6 | 469
21.06. | 7 | 469
21.06. | 8 | 469
21.06. | 9 | 469
21.06. | 10 | 469
21.06. | 11 | 469
21.06. | 12 | 469
21.06. | 13 | 469
21.06. | 14 | 469
21.06. | 15 | 469
21.06. | 16 | 469
21.06. | 17 | 469
21.06. | 18 | 469
21.06. | 19 | 469
21.06. | 20 | 469
21.06. | 21 | 469
21.06. | 22 | 469
21.06. | 23 | 469
21.06. | 24 | 469
22.06. | 1 | 469
22.06. | 2 | 469
22.06. | 3 | 469
22.06. | 4 | 469
22.06. | 5 | 469
22.06. | 6 | 469
22.06. | 7 | 469
22.06. | 8 | 469
22.06. | 9 | 469
22.06. | 10 | 469
22.06. | 11 | 469
22.06. | 12 | 469
22.06. | 13 | 469
22.06. | 14 | 469
22.06. | 15 | 469
22.06. | 16 | 469
22.06. | 17 | 469
22.06. | 18 | 469
22.06. | 19 | 469
22.06. | 20 | 469
22.06. | 21 | 469
22.06. | 22 | 469
22.06. | 23 | 469
22.06. | 24 | 469
23.06. | 1 | 469
23.06. | 2 | 469
23.06. | 3 | 469
23.06. | 4 | 469
23.06. | 5 | 469
23.06. | 6 | 469
23.06. | 7 | 469
23.06. | 8 | 469
23.06. | 9 | 469
23.06. | 10 | 469
23.06. | 11 | 469
23.06. | 12 | 469
23.06. | 13 | 469
23.06. | 14 | 469
23.06. | 15 | 469
23.06. | 16 | 469
23.06. | 17 | 469
23.06. | 18 | 469
23.06. | 19 | 469
23.06. | 20 | 469
23.06. | 21 | 469
23.06. | 22 | 469
23.06. | 23 | 469
23.06. | 24 | 469
24.06. | 1 | 469
24.06. | 2 | 469
24.06. | 3 | 469
24.06. | 4 | 469
24.06. | 5 | 469
24.06. | 6 | 469
24.06. | 7 | 469
24.06. | 8 | 469
24.06. | 9 | 469
24.06. | 10 | 469
24.06. | 11 | 469
24.06. | 12 | 469
24.06. | 13 | 469
24.06. | 14 | 469
24.06. | 15 | 469
24.06. | 16 | 469
24.06. | 17 | 469
24.06. | 18 | 469
24.06. | 19 | 469
24.06. | 20 | 469
24.06. | 21 | 469
24.06. | 22 | 469
24.06. | 23 | 469
24.06. | 24 | 469
25.06. | 1 | 469
25.06. | 2 | 469
25.06. | 3 | 469
25.06. | 4 | 469
25.06. | 5 | 469
25.06. | 6 | 469
25.06. | 7 | 469
25.06. | 8 | 469
25.06. | 9 | 469
25.06. | 10 | 469
25.06. | 11 | 469
25.06. | 12 | 469
25.06. | 13 | 469
25.06. | 14 | 469
25.06. | 15 | 469
25.06. | 16 | 469
25.06. | 17 | 469
25.06. | 18 | 469
25.06. | 19 | 469
25.06. | 20 | 469
25.06. | 21 | 469
25.06. | 22 | 469
25.06. | 23 | 469
25.06. | 24 | 469
26.06. | 1 | 469
26.06. | 2 | 469
26.06. | 3 | 469
26.06. | 4 | 469
26.06. | 5 | 469
26.06. | 6 | 469
26.06. | 7 | 469
26.06. | 8 | 469
26.06. | 9 | 469
26.06. | 10 | 469
26.06. | 11 | 469
26.06. | 12 | 469
26.06. | 13 | 469
26.06. | 14 | 469
26.06. | 15 | 469
26.06. | 16 | 469
26.06. | 17 | 469
26.06. | 18 | 469
26.06. | 19 | 469
26.06. | 20 | 469
26.06. | 21 | 469
26.06. | 22 | 469
26.06. | 23 | 469
26.06. | 24 | 469
27.06. | 1 | 469
27.06. | 2 | 469
27.06. | 3 | 469
27.06. | 4 | 469
27.06. | 5 | 469
27.06. | 6 | 469
27.06. | 7 | 469
27.06. | 8 | 469
27.06. | 9 | 469
27.06. | 10 | 469
27.06. | 11 | 469
27.06. | 12 | 469
27.06. | 13 | 469
27.06. | 14 | 469
27.06. | 15 | 469
27.06. | 16 | 469
27.06. | 17 | 469
27.06. | 18 | 469
27.06. | 19 | 469
27.06. | 20 | 469
27.06. | 21 | 469
27.06. | 22 | 469
27.06. | 23 | 469
27.06. | 24 | 469
28.06. | 1 | 469
28.06. | 2 | 469
28.06. | 3 | 469
28.06. | 4 | 469
28.06. | 5 | 469
28.06. | 6 | 469
28.06. | 7 | 469
28.06. | 8 | 469
28.06. | 9 | 469
28.06. | 10 | 469
28.06. | 11 | 469
28.06. | 12 | 469
28.06. | 13 | 469
28.06. | 14 | 469
28.06. | 15 | 469
28.06. | 16 | 469
28.06. | 17 | 469
28.06. | 18 | 469
28.06. | 19 | 469
28.06. | 20 | 469
28.06. | 21 | 469
28.06. | 22 | 469
28.06. | 23 | 469
28.06. | 24 | 469
29.06. | 1 | 469
29.06. | 2 | 469
29.06. | 3 | 469
29.06. | 4 | 469
29.06. | 5 | 469
29.06. | 6 | 469
29.06. | 7 | 469
29.06. | 8 | 469
29.06. | 9 | 469
29.06. | 10 | 469
29.06. | 11 | 469
29.06. | 12 | 469
29.06. | 13 | 469
29.06. | 14 | 469
29.06. | 15 | 469
29.06. | 16 | 469
29.06. | 17 | 469
29.06. | 18 | 469
29.06. | 19 | 469
29.06. | 20 | 469
29.06. | 21 | 469
29.06. | 22 | 469
29.06. | 23 | 469
29.06. | 24 | 469
30.06. | 1 | 469
30.06. | 2 | 469
30.06. | 3 | 469
30.06. | 4 | 469
30.06. | 5 | 469
30.06. | 6 | 469
30.06. | 7 | 469
30.06. | 8 | 469
30.06. | 9 | 469
30.06. | 10 | 469
30.06. | 11 | 469
30.06. | 12 | 469
30.06. | 13 | 469
30.06. | 14 | 469
30.06. | 15 | 469
30.06. | 16 | 469
30.06. | 17 | 469
30.06. | 18 | 469
30.06. | 19 | 469
30.06. | 20 | 469
30.06. | 21 | 469
30.06. | 22 | 469
30.06. | 23 | 469
30.06. | 24 | 469
01.07. | 1 | 469
01.07. | 2 | 469
01.07. | 3 | 469
01.07. | 4 | 469
01.07. | 5 | 469
01.07. | 6 | 469
01.07. | 7 | 469
01.07. | 8 | 469
01.07. | 9 | 469
01.07. | 10 | 469
01.07. | 11 | 469
01.07. | 12 | 469
01.07. | 13 | 469
01.07. | 14 | 469
01.07. | 15 | 469
01.07. | 16 | 469
01.07. | 17 | 469
01.07. | 18 | 469
01.07. | 19 | 469
01.07. | 20 | 469
01.07. | 21 | 469
01.07. | 22 | 469
01.07. | 23 | 469
01.07. | 24 | 469
02.07. | 1 | 469
02.07. | 2 | 469
02.07. | 3 | 469
02.07. | 4 | 469
02.07. | 5 | 469
02.07. | 6 | 469
02.07. | 7 | 469
02.07. | 8 | 469
02.07. | 9 | 469
02.07. | 10 | 469
02.07. | 11 | 469
02.07. | 12 | 469
02.07. | 13 | 469
02.07. | 14 | 469
02.07. | 15 | 469
02.07. | 16 | 469
02.07. | 17 | 469
02.07. | 18 | 469
02.07. | 19 | 469
02.07. | 20 | 469
02.07. | 21 | 469
02.07. | 22 | 469
02.07. | 23 | 469
02.07. | 24 | 469
03.07. | 1 | 469
03.07. | 2 | 469
03.07. | 3 | 469
03.07. | 4 | 469
03.07. | 5 | 469
03.07. | 6 | 469
03.07. | 7 | 469
03.07. | 8 | 469
03.07. | 9 | 469
03.07. | 10 | 469
03.07. | 11 | 469
03.07. | 12 | 469
03.07. | 13 | 469
03.07. | 14 | 469
03.07. | 15 | 469
03.07. | 16 | 469
03.07. | 17 | 469
03.07. | 18 | 469
03.07. | 19 | 469
03.07. | 20 | 469
03.07. | 21 | 469
03.07. | 22 | 469
03.07. | 23 | 469
03.07. | 24 | 469
04.07. | 1 | 469
04.07. | 2 | 469
04.07. | 3 | 469
04.07. | 4 | 469
04.07. | 5 | 469
04.07. | 6 | 469
04.07. | 7 | 469
04.07. | 8 | 469
04.07. | 9 | 469
04.07. | 10 | 469
04.07. | 11 | 469
04.07. | 12 | 469
04.07. | 13 | 469
04.07. | 14 | 469
04.07. | 15 | 469
04.07. | 16 | 469
04.07. | 17 | 469
04.07. | 18 | 469
04.07. | 19 | 469
04.07. | 20 | 469
04.07. | 21 | 469
04.07. | 22 | 469
04.07. | 23 | 469
04.07. | 24 | 469
05.07. | 1 | 469
05.07. | 2 | 469
05.07. | 3 | 469
05.07. | 4 | 469
05.07. | 5 | 469
05.07. | 6 | 469
05.07. | 7 | 469
05.07. | 8 | 469
05.07. | 9 | 469
05.07. | 10 | 469
05.07. | 11 | 469
05.07. | 12 | 469
05.07. | 13 | 469
05.07. | 14 | 469
05.07. | 15 | 469
05.07. | 16 | 469
05.07. | 17 | 469
05.07. | 18 | 469
05.07. | 19 | 469
05.07. | 20 | 469
05.07. | 21 | 469
05.07. | 22 | 469
05.07. | 23 | 469
05.07. | 24 | 469
06.07. | 1 | 469
06.07. | 2 | 469
06.07. | 3 | 469
06.07. | 4 | 469
06.07. | 5 | 469
06.07. | 6 | 469
06.07. | 7 | 469
06.07. | 8 | 469
06.07. | 9 | 469
06.07. | 10 | 469
06.07. | 11 | 469
06.07. | 12 | 469
06.07. | 13 | 469
06.07. | 14 | 469
06.07. | 15 | 469
06.07. | 16 | 469
06.07. | 17 | 469
06.07. | 18 | 469
06.07. | 19 | 469
06.07. | 20 | 469
06.07. | 21 | 469
06.07. | 22 | 469
06.07. | 23 | 469
06.07. | 24 | 469
07.07. | 1 | 469
07.07. | 2 | 469
07.07. | 3 | 469
07.07. | 4 | 469
07.07. | 5 | 469
07.07. | 6 | 469
07.07. | 7 | 469
07.07. | 8 | 469
07.07. | 9 | 469
07.07. | 10 | 469
07.07. | 11 | 469
07.07. | 12 | 469
07.07. | 13 | 469
07.07. | 14 | 469
07.07. | 15 | 469
07.07. | 16 | 469
07.07. | 17 | 469
07.07. | 18 | 469
07.07. | 19 | 469
07.07. | 20 | 469
07.07. | 21 | 469
07.07. | 22 | 469
07.07. | 23 | 469
07.07. | 24 | 469
08.07. | 1 | 469
08.07. | 2 | 469
08.07. | 3 | 469
08.07. | 4 | 469
08.07. | 5 | 469
08.07. | 6 | 469
08.07. | 7 | 469
08.07. | 8 | 469
08.07. | 9 | 469
08.07. | 10 | 469
08.07. | 11 | 469
08.07. | 12 | 469
08.07. | 13 | 469
08.07. | 14 | 469
08.07. | 15 | 469
08.07. | 16 | 469
08.07. | 17 | 469
08.07. | 18 | 469
08.07. | 19 | 469
08.07. | 20 | 469
08.07. | 21 | 469
08.07. | 22 | 469
08.07. | 23 | 469
08.07. | 24 | 469
09.07. | 1 | 469
09.07. | 2 | 469
09.07. | 3 | 469
09.07. | 4 | 469
09.07. | 5 | 469
09.07. | 6 | 469
09.07. | 7 | 469
09.07. | 8 | 469
09.07. | 9 | 469
09.07. | 10 | 469
09.07. | 11 | 469
09.07. | 12 | 469
09.07. | 13 | 469
09.07. | 14 | 469
09.07. | 15 | 469
09.07. | 16 | 469
09.07. | 17 | 469
09.07. | 18 | 469
09.07. | 19 | 469
09.07. | 20 | 469
09.07. | 21 | 469
09.07. | 22 | 469
09.07. | 23 | 469
09.07. | 24 | 469
10.07. | 1 | 469
10.07. | 2 | 469
10.07. | 3 | 469
10.07. | 4 | 469
10.07. | 5 | 469
10.07. | 6 | 469
10.07. | 7 | 469
10.07. | 8 | 469
10.07. | 9 | 469
10.07. | 10 | 469
10.07. | 11 | 469
10.07. | 12 | 469
10.07. | 13 | 469
10.07. | 14 | 469
10.07. | 15 | 469
10.07. | 16 | 469
10.07. | 17 | 469
10.07. | 18 | 469
10.07. | 19 | 469
10.07. | 20 | 469
10.07. | 21 | 469
10.07. | 22 | 469
10.07. | 23 | 469
10.07. | 24 | 469
11.07. | 1 | 469
11.07. | 2 | 469
11.07. | 3 | 469
11.07. | 4 | 469
11.07. | 5 | 469
11.07. | 6 | 469
11.07. | 7 | 469
11.07. | 8 | 469
11.07. | 9 | 469
11.07. | 10 | 469
11.07. | 11 | 469
11.07. | 12 | 469
11.07. | 13 | 469
11.07. | 14 | 469
11.07. | 15 | 469
11.07. | 16 | 469
11.07. | 17 | 469
11.07. | 18 | 469
11.07. | 19 | 469
11.07. | 20 | 469
11.07. | 21 | 469
11.07. | 22 | 469
11.07. | 23 | 469
11.07. | 24 | 469
12.07. | 1 | 469
12.07. | 2 | 469
12.07. | 3 | 469
12.07. | 4 | 469
12.07. | 5 | 469
12.07. | 6 | 469
12.07. | 7 | 469
12.07. | 8 | 469
12.07. | 9 | 469
12.07. | 10 | 469
12.07. | 11 | 469
12.07. | 12 | 469
12.07. | 13 | 469
12.07. | 14 | 469
12.07. | 15 | 469
12.07. | 16 | 469
12.07. | 17 | 469
12.07. | 18 | 469
12.07. | 19 | 469
12.07. | 20 | 469
12.07. | 21 | 469
12.07. | 22 | 469
12.07. | 23 | 469
12.07. | 24 | 469
13.07. | 1 | 469
13.07. | 2 | 469
13.07. | 3 | 469
13.07. | 4 | 469
13.07. | 5 | 469
13.07. | 6 | 469
13.07. | 7 | 469
13.07. | 8 | 469
13.07. | 9 | 469
13.07. | 10 | 469
13.07. | 11 | 469
13.07. | 12 | 469
13.07. | 13 | 469
13.07. | 14 | 469
13.07. | 15 | 469
13.07. | 16 | 469
13.07. | 17 | 469
13.07. | 18 | 469
13.07. | 19 | 469
13.07. | 20 | 469
13.07. | 21 | 469
13.07. | 22 | 469
13.07. | 23 | 469
13.07. | 24 | 469
14.07. | 1 | 469
14.07. | 2 | 469
14.07. | 3 | 469
14.07. | 4 | 469
14.07. | 5 | 469
14.07. | 6 | 469
14.07. | 7 | 469
14.07. | 8 | 469
14.07. | 9 | 469
14.07. | 10 | 469
14.07. | 11 | 469
14.07. | 12 | 469
14.07. | 13 | 469
14.07. | 14 | 469
14.07. | 15 | 469
14.07. | 16 | 469
14.07. | 17 | 469
14.07. | 18 | 469
14.07. | 19 | 469
14.07. | 20 | 469
14.07. | 21 | 469
14.07. | 22 | 469
14.07. | 23 | 469
14.07. | 24 | 469
15.07. | 1 | 469
15.07. | 2 | 469
15.07. | 3 | 469
15.07. | 4 | 469
15.07. | 5 | 469
15.07. | 6 | 469
15.07. | 7 | 469
15.07. | 8 | 469
15.07. | 9 | 469
15.07. | 10 | 469
15.07. | 11 | 469
15.07. | 12 | 469
15.07. | 13 | 469
15.07. | 14 | 469
15.07. | 15 | 469
15.07. | 16 | 469
15.07. | 17 | 469
15.07. | 18 | 469
15.07. | 19 | 469
15.07. | 20 | 469
15.07. | 21 | 469
15.07. | 22 | 469
15.07. | 23 | 469
15.07. | 24 | 469
16.07. | 1 | 469
16.07. | 2 | 469
16.07. | 3 | 469
16.07. | 4 | 469
16.07. | 5 | 469
16.07. | 6 | 469
16.07. | 7 | 469
16.07. | 8 | 469
16.07. | 9 | 469
16.07. | 10 | 469
16.07. | 11 | 469
16.07. | 12 | 469
16.07. | 13 | 469
16.07. | 14 | 469
16.07. | 15 | 469
16.07. | 16 | 469
16.07. | 17 | 469
16.07. | 18 | 469
16.07. | 19 | 469
16.07. | 20 | 469
16.07. | 21 | 469
16.07. | 22 | 469
16.07. | 23 | 469
16.07. | 24 | 469
17.07. | 1 | 469
17.07. | 2 | 469
17.07. | 3 | 469
17.07. | 4 | 469
17.07. | 5 | 469
17.07. | 6 | 469
17.07. | 7 | 469
17.07. | 8 | 469
17.07. | 9 | 469
17.07. | 10 | 469
17.07. | 11 | 469
17.07. | 12 | 469
17.07. | 13 | 469
17.07. | 14 | 469
17.07. | 15 | 469
17.07. | 16 | 469
17.07. | 17 | 469
17.07. | 18 | 469
17.07. | 19 | 469
17.07. | 20 | 469
17.07. | 21 | 469
17.07. | 22 | 469
17.07. | 23 | 469
17.07. | 24 | 469
18.07. | 1 | 469
18.07. | 2 | 469
18.07. | 3 | 469
18.07. | 4 | 469
18.07. | 5 | 469
18.07. | 6 | 469
18.07. | 7 | 469
18.07. | 8 | 469
18.07. | 9 | 469
18.07. | 10 | 469
18.07. | 11 | 469
18.07. | 12 | 469
18.07. | 13 | 469
18.07. | 14 | 469
18.07. | 15 | 469
18.07. | 16 | 469
18.07. | 17 | 469
18.07. | 18 | 469
18.07. | 19 | 469
18.07. | 20 | 469
18.07. | 21 | 469
18.07. | 22 | 469
18.07. | 23 | 469
18.07. | 24 | 469
19.07. | 1 | 469
19.07. | 2 | 469
19.07. | 3 | 469
19.07. | 4 | 469
19.07. | 5 | 469
19.07. | 6 | 469
19.07. | 7 | 469
19.07. | 8 | 469
19.07. | 9 | 469
19.07. | 10 | 469
19.07. | 11 | 469
19.07. | 12 | 469
19.07. | 13 | 469
19.07. | 14 | 469
19.07. | 15 | 469
19.07. | 16 | 469
19.07. | 17 | 469
19.07. | 18 | 469
19.07. | 19 | 469
19.07. | 20 | 469
19.07. | 21 | 469
19.07. | 22 | 469
19.07. | 23 | 469
19.07. | 24 | 469
20.07. | 1 | 469
20.07. | 2 | 469
20.07. | 3 | 469
20.07. | 4 | 469
20.07. | 5 | 469
20.07. | 6 | 469
20.07. | 7 | 469
20.07. | 8 | 469
20.07. | 9 | 469
20.07. | 10 | 469
20.07. | 11 | 469
20.07. | 12 | 469
20.07. | 13 | 469
20.07. | 14 | 469
20.07. | 15 | 469
20.07. | 16 | 469
20.07. | 17 | 469
20.07. | 18 | 469
20.07. | 19 | 469
20.07. | 20 | 469
20.07. | 21 | 469
20.07. | 22 | 469
20.07. | 23 | 469
20.07. | 24 | 469
21.07. | 1 | 469
21.07. | 2 | 469
21.07. | 3 | 469
21.07. | 4 | 469
21.07. | 5 | 469
21.07. | 6 | 469
21.07. | 7 | 469
21.07. | 8 | 469
21.07. | 9 | 469
21.07. | 10 | 469
21.07. | 11 | 469
21.07. | 12 | 469
21.07. | 13 | 469
21.07. | 14 | 469
21.07. | 15 | 469
21.07. | 16 | 469
21.07. | 17 | 469
21.07. | 18 | 469
21.07. | 19 | 469
21.07. | 20 | 469
21.07. | 21 | 469
21.07. | 22 | 469
21.07. | 23 | 469
21.07. | 24 | 469
22.07. | 1 | 469
22.07. | 2 | 469
22.07. | 3 | 469
22.07. | 4 | 469
22.07. | 5 | 469
22.07. | 6 | 469
22.07. | 7 | 469
22.07. | 8 | 469
22.07. | 9 | 469
22.07. | 10 | 469
22.07. | 11 | 469
22.07. | 12 | 469
22.07. | 13 | 469
22.07. | 14 | 469
22.07. | 15 | 469
22.07. | 16 | 469
22.07. | 17 | 469
22.07. | 18 | 469
22.07. | 19 | 469
22.07. | 20 | 469
22.07. | 21 | 469
22.07. | 22 | 469
22.07. | 23 | 469
22.07. | 24 | 469
23.07. | 1 | 469
23.07. | 2 | 469
23.07. | 3 | 469
23.07. | 4 | 469
23.07. | 5 | 469
23.07. | 6 | 469
23.07. | 7 | 469
23.07. | 8 | 469
23.07. | 9 | 469
23.07. | 10 | 469
23.07. | 11 | 469
23.07. | 12 | 469
23.07. | 13 | 469
23.07. | 14 | 469
23.07. | 15 | 469
23.07. | 16 | 469
23.07. | 17 | 469
23.07. | 18 | 469
23.07. | 19 | 469
23.07. | 20 | 469
23.07. | 21 | 469
23.07. | 22 | 469
23.07. | 23 | 469
23.07. | 24 | 469
24.07. | 1 | 469
24.07. | 2 | 469
24.07. | 3 | 469
24.07. | 4 | 469
24.07. | 5 | 469
24.07. | 6 | 469
24.07. | 7 | 469
24.07. | 8 | 469
24.07. | 9 | 469
24.07. | 10 | 469
24.07. | 11 | 469
24.07. | 12 | 469
24.07. | 13 | 469
24.07. | 14 | 469
24.07. | 15 | 469
24.07. | 16 | 469
24.07. | 17 | 469
24.07. | 18 | 469
24.07. | 19 | 469
24.07. | 20 | 469
24.07. | 21 | 469
24.07. | 22 | 469
24.07. | 23 | 469
24.07. | 24 | 469
25.07. | 1 | 469
25.07. | 2 | 469
25.07. | 3 | 469
25.07. | 4 | 469
25.07. | 5 | 469
25.07. | 6 | 469
25.07. | 7 | 469
25.07. | 8 | 469
25.07. | 9 | 469
25.07. | 10 | 469
25.07. | 11 | 469
25.07. | 12 | 469
25.07. | 13 | 469
25.07. | 14 | 469
25.07. | 15 | 469
25.07. | 16 | 469
25.07. | 17 | 469
25.07. | 18 | 469
25.07. | 19 | 469
25.07. | 20 | 469
25.07. | 21 | 469
25.07. | 22 | 469
25.07. | 23 | 469
25.07. | 24 | 469
26.07. | 1 | 469
26.07. | 2 | 469
26.07. | 3 | 469
26.07. | 4 | 469
26.07. | 5 | 469
26.07. | 6 | 469
26.07. | 7 | 469
26.07. | 8 | 469
26.07. | 9 | 469
26.07. | 10 | 469
26.07. | 11 | 469
26.07. | 12 | 469
26.07. | 13 | 469
26.07. | 14 | 469
26.07. | 15 | 469
26.07. | 16 | 469
26.07. | 17 | 469
26.07. | 18 | 469
26.07. | 19 | 469
26.07. | 20 | 469
26.07. | 21 | 469
26.07. | 22 | 469
26.07. | 23 | 469
26.07. | 24 | 469
27.07. | 1 | 469
27.07. | 2 | 469
27.07. | 3 | 469
27.07. | 4 | 469
27.07. | 5 | 469
27.07. | 6 | 469
27.07. | 7 | 469
27.07. | 8 | 469
27.07. | 9 | 469
27.07. | 10 | 469
27.07. | 11 | 469
27.07. | 12 | 469
27.07. | 13 | 469
27.07. | 14 | 469
27.07. | 15 | 469
27.07. | 16 | 469
27.07. | 17 | 469
27.07. | 18 | 469
27.07. | 19 | 469
27.07. | 20 | 469
27.07. | 21 | 469
27.07. | 22 | 469
27.07. | 23 | 469
27.07. | 24 | 469
28.07. | 1 | 469
28.07. | 2 | 469
28.07. | 3 | 469
28.07. | 4 | 469
28.07. | 5 | 469
28.07. | 6 | 469
28.07. | 7 | 469
28.07. | 8 | 469
28.07. | 9 | 469
28.07. | 10 | 469
28.07. | 11 | 469
28.07. | 12 | 469
28.07. | 13 | 469
28.07. | 14 | 469
28.07. | 15 | 469
28.07. | 16 | 469
28.07. | 17 | 469
28.07. | 18 | 469
28.07. | 19 | 469
28.07. | 20 | 469
28.07. | 21 | 469
28.07. | 22 | 469
28.07. | 23 | 469
28.07. | 24 | 469
29.07. | 1 | 469
29.07. | 2 | 469
29.07. | 3 | 469
29.07. | 4 | 469
29.07. | 5 | 469
29.07. | 6 | 469
29.07. | 7 | 469
29.07. | 8 | 469
29.07. | 9 | 469
29.07. | 10 | 469
29.07. | 11 | 469
29.07. | 12 | 469
29.07. | 13 | 469
29.07. | 14 | 469
29.07. | 15 | 469
29.07. | 16 | 469
29.07. | 17 | 469
29.07. | 18 | 469
29.07. | 19 | 469
29.07. | 20 | 469
29.07. | 21 | 469
29.07. | 22 | 469
29.07. | 23 | 469
29.07. | 24 | 469
30.07. | 1 | 469
30.07. | 2 | 469
30.07. | 3 | 469
30.07. | 4 | 469
30.07. | 5 | 469
30.07. | 6 | 469
30.07. | 7 | 469
30.07. | 8 | 469
30.07. | 9 | 469
30.07. | 10 | 469
30.07. | 11 | 469
30.07. | 12 | 469
30.07. | 13 | 469
30.07. | 14 | 469
30.07. | 15 | 469
30.07. | 16 | 469
30.07. | 17 | 469
30.07. | 18 | 469
30.07. | 19 | 469
30.07. | 20 | 469
30.07. | 21 | 469
30.07. | 22 | 469
30.07. | 23 | 469
30.07. | 24 | 469
31.07. | 1 | 469
31.07. | 2 | 469
31.07. | 3 | 469
31.07. | 4 | 469
31.07. | 5 | 469
31.07. | 6 | 469
31.07. | 7 | 469
31.07. | 8 | 469
31.07. | 9 | 469
31.07. | 10 | 469
31.07. | 11 | 469
31.07. | 12 | 469
31.07. | 13 | 469
31.07. | 14 | 469
31.07. | 15 | 469
31.07. | 16 | 469
31.07. | 17 | 469
31.07. | 18 | 469
31.07. | 19 | 469
31.07. | 20 | 469
31.07. | 21 | 469
31.07. | 22 | 469
31.07. | 23 | 469
31.07. | 24 | 469
01.08. | 1 | 469
01.08. | 2 | 469
01.08. | 3 | 469
01.08. | 4 | 469
01.08. | 5 | 469
01.08. | 6 | 469
01.08. | 7 | 469
01.08. | 8 | 469
01.08. | 9 | 469
01.08. | 10 | 469
01.08. | 11 | 469
01.08. | 12 | 469
01.08. | 13 | 469
01.08. | 14 | 469
01.08. | 15 | 469
01.08. | 16 | 469
01.08. | 17 | 469
01.08. | 18 | 469
01.08. | 19 | 469
01.08. | 20 | 469
01.08. | 21 | 469
01.08. | 22 | 469
01.08. | 23 | 469
01.08. | 24 | 469
02.08. | 1 | 469
02.08. | 2 | 469
02.08. | 3 | 469
02.08. | 4 | 469
02.08. | 5 | 469
02.08. | 6 | 469
02.08. | 7 | 469
02.08. | 8 | 469
02.08. | 9 | 469
02.08. | 10 | 469
02.08. | 11 | 469
02.08. | 12 | 469
02.08. | 13 | 469
02.08. | 14 | 469
02.08. | 15 | 469
02.08. | 16 | 469
02.08. | 17 | 469
02.08. | 18 | 469
02.08. | 19 | 469
02.08. | 20 | 469
02.08. | 21 | 469
02.08. | 22 | 469
02.08. | 23 | 469
02.08. | 24 | 469
03.08. | 1 | 469
03.08. | 2 | 469
03.08. | 3 | 469
03.08. | 4 | 469
03.08. | 5 | 469
03.08. | 6 | 469
03.08. | 7 | 469
03.08. | 8 | 469
03.08. | 9 | 469
03.08. | 10 | 469
03.08. | 11 | 469
03.08. | 12 | 469
03.08. | 13 | 469
03.08. | 14 | 469
03.08. | 15 | 469
03.08. | 16 | 469
03.08. | 17 | 469
03.08. | 18 | 469
03.08. | 19 | 469
03.08. | 20 | 469
03.08. | 21 | 469
03.08. | 22 | 469
03.08. | 23 | 469
03.08. | 24 | 469
04.08. | 1 | 469
04.08. | 2 | 469
04.08. | 3 | 469
04.08. | 4 | 469
04.08. | 5 | 469
04.08. | 6 | 469
04.08. | 7 | 469
04.08. | 8 | 469
04.08. | 9 | 469
04.08. | 10 | 469
04.08. | 11 | 469
04.08. | 12 | 469
04.08. | 13 | 469
04.08. | 14 | 469
04.08. | 15 | 469
04.08. | 16 | 469
04.08. | 17 | 469
04.08. | 18 | 469
04.08. | 19 | 469
04.08. | 20 | 469
04.08. | 21 | 469
04.08. | 22 | 469
04.08. | 23 | 469
04.08. | 24 | 469
05.08. | 1 | 469
05.08. | 2 | 469
05.08. | 3 | 469
05.08. | 4 | 469
05.08. | 5 | 469
05.08. | 6 | 469
05.08. | 7 | 469
05.08. | 8 | 469
05.08. | 9 | 469
05.08. | 10 | 469
05.08. | 11 | 469
05.08. | 12 | 469
05.08. | 13 | 469
05.08. | 14 | 469
05.08. | 15 | 469
05.08. | 16 | 469
05.08. | 17 | 469
05.08. | 18 | 469
05.08. | 19 | 469
05.08. | 20 | 469
05.08. | 21 | 469
05.08. | 22 | 469
05.08. | 23 | 469
05.08. | 24 | 469
06.08. | 1 | 469
06.08. | 2 | 469
06.08. | 3 | 469
06.08. | 4 | 469
06.08. | 5 | 469
06.08. | 6 | 469
06.08. | 7 | 469
06.08. | 8 | 469
06.08. | 9 | 469
06.08. | 10 | 469
06.08. | 11 | 469
06.08. | 12 | 469
06.08. | 13 | 469
06.08. | 14 | 469
06.08. | 15 | 469
06.08. | 16 | 469
06.08. | 17 | 469
06.08. | 18 | 469
06.08. | 19 | 469
06.08. | 20 | 469
06.08. | 21 | 469
06.08. | 22 | 469
06.08. | 23 | 469
06.08. | 24 | 469
07.08. | 1 | 469
07.08. | 2 | 469
07.08. | 3 | 469
07.08. | 4 | 469
07.08. | 5 | 469
07.08. | 6 | 469
07.08. | 7 | 469
07.08. | 8 | 469
07.08. | 9 | 469
07.08. | 10 | 469
07.08. | 11 | 469
07.08. | 12 | 469
07.08. | 13 | 469
07.08. | 14 | 469
07.08. | 15 | 469
07.08. | 16 | 469
07.08. | 17 | 469
07.08. | 18 | 469
07.08. | 19 | 469
07.08. | 20 | 469
07.08. | 21 | 469
07.08. | 22 | 469
07.08. | 23 | 469
07.08. | 24 | 469
08.08. | 1 | 469
08.08. | 2 | 469
08.08. | 3 | 469
08.08. | 4 | 469
08.08. | 5 | 469
08.08. | 6 | 469
08.08. | 7 | 469
08.08. | 8 | 469
08.08. | 9 | 469
08.08. | 10 | 469
08.08. | 11 | 469
08.08. | 12 | 469
08.08. | 13 | 469
08.08. | 14 | 469
08.08. | 15 | 469
08.08. | 16 | 469
08.08. | 17 | 469
08.08. | 18 | 469
08.08. | 19 | 469
08.08. | 20 | 469
08.08. | 21 | 469
08.08. | 22 | 469
08.08. | 23 | 469
08.08. | 24 | 469
09.08. | 1 | 469
09.08. | 2 | 469
09.08. | 3 | 469
09.08. | 4 | 469
09.08. | 5 | 469
09.08. | 6 | 469
09.08. | 7 | 469
09.08. | 8 | 469
09.08. | 9 | 469
09.08. | 10 | 469
09.08. | 11 | 469
09.08. | 12 | 469
09.08. | 13 | 469
09.08. | 14 | 469
09.08. | 15 | 469
09.08. | 16 | 469
09.08. | 17 | 469
09.08. | 18 | 469
09.08. | 19 | 469
09.08. | 20 | 469
09.08. | 21 | 469
09.08. | 22 | 469
09.08. | 23 | 469
09.08. | 24 | 469
10.08. | 1 | 469
10.08. | 2 | 469
10.08. | 3 | 469
10.08. | 4 | 469
10.08. | 5 | 469
10.08. | 6 | 469
10.08. | 7 | 469
10.08. | 8 | 469
10.08. | 9 | 469
10.08. | 10 | 469
10.08. | 11 | 469
10.08. | 12 | 469
10.08. | 13 | 469
10.08. | 14 | 469
10.08. | 15 | 469
10.08. | 16 | 469
10.08. | 17 | 469
10.08. | 18 | 469
10.08. | 19 | 469
10.08. | 20 | 469
10.08. | 21 | 469
10.08. | 22 | 469
10.08. | 23 | 469
10.08. | 24 | 469
11.08. | 1 | 469
11.08. | 2 | 469
11.08. | 3 | 469
11.08. | 4 | 469
11.08. | 5 | 469
11.08. | 6 | 469
11.08. | 7 | 469
11.08. | 8 | 469
11.08. | 9 | 469
11.08. | 10 | 469
11.08. | 11 | 469
11.08. | 12 | 469
11.08. | 13 | 469
11.08. | 14 | 469
11.08. | 15 | 469
11.08. | 16 | 469
11.08. | 17 | 469
11.08. | 18 | 469
11.08. | 19 | 469
11.08. | 20 | 469
11.08. | 21 | 469
11.08. | 22 | 469
11.08. | 23 | 469
11.08. | 24 | 469
12.08. | 1 | 469
12.08. | 2 | 469
12.08. | 3 | 469
12.08. | 4 | 469
12.08. | 5 | 469
12.08. | 6 | 469
12.08. | 7 | 469
12.08. | 8 | 469
12.08. | 9 | 469
12.08. | 10 | 469
12.08. | 11 | 469
12.08. | 12 | 469
12.08. | 13 | 469
12.08. | 14 | 469
12.08. | 15 | 469
12.08. | 16 | 469
12.08. | 17 | 469
12.08. | 18 | 469
12.08. | 19 | 469
12.08. | 20 | 469
12.08. | 21 | 469
12.08. | 22 | 469
12.08. | 23 | 469
12.08. | 24 | 469
13.08. | 1 | 469
13.08. | 2 | 469
13.08. | 3 | 469
13.08. | 4 | 469
13.08. | 5 | 469
13.08. | 6 | 469
13.08. | 7 | 469
13.08. | 8 | 469
13.08. | 9 | 469
13.08. | 10 | 469
13.08. | 11 | 469
13.08. | 12 | 469
13.08. | 13 | 469
13.08. | 14 | 469
13.08. | 15 | 469
13.08. | 16 | 469
13.08. | 17 | 469
13.08. | 18 | 469
13.08. | 19 | 469
13.08. | 20 | 469
13.08. | 21 | 469
13.08. | 22 | 469
13.08. | 23 | 469
13.08. | 24 | 469
14.08. | 1 | 469
14.08. | 2 | 469
14.08. | 3 | 469
14.08. | 4 | 469
14.08. | 5 | 469
14.08. | 6 | 469
14.08. | 7 | 469
14.08. | 8 | 469
14.08. | 9 | 469
14.08. | 10 | 469
14.08. | 11 | 469
14.08. | 12 | 469
14.08. | 13 | 469
14.08. | 14 | 469
14.08. | 15 | 469
14.08. | 16 | 469
14.08. | 17 | 469
14.08. | 18 | 469
14.08. | 19 | 469
14.08. | 20 | 469
14.08. | 21 | 469
14.08. | 22 | 469
14.08. | 23 | 469
14.08. | 24 | 469
15.08. | 1 | 469
15.08. | 2 | 469
15.08. | 3 | 469
15.08. | 4 | 469
15.08. | 5 | 469
15.08. | 6 | 469
15.08. | 7 | 469
15.08. | 8 | 469
15.08. | 9 | 469
15.08. | 10 | 469
15.08. | 11 | 469
15.08. | 12 | 469
15.08. | 13 | 469
15.08. | 14 | 469
15.08. | 15 | 469
15.08. | 16 | 469
15.08. | 17 | 469
15.08. | 18 | 469
15.08. | 19 | 469
15.08. | 20 | 469
15.08. | 21 | 469
15.08. | 22 | 469
15.08. | 23 | 469
15.08. | 24 | 469
16.08. | 1 | 469
16.08. | 2 | 469
16.08. | 3 | 469
16.08. | 4 | 469
16.08. | 5 | 469
16.08. | 6 | 469
16.08. | 7 | 469
16.08. | 8 | 469
16.08. | 9 | 469
16.08. | 10 | 469
16.08. | 11 | 469
16.08. | 12 | 469
16.08. | 13 | 469
16.08. | 14 | 469
16.08. | 15 | 469
16.08. | 16 | 469
16.08. | 17 | 469
16.08. | 18 | 469
16.08. | 19 | 469
16.08. | 20 | 469
16.08. | 21 | 469
16.08. | 22 | 469
16.08. | 23 | 469
16.08. | 24 | 469
17.08. | 1 | 469
17.08. | 2 | 469
17.08. | 3 | 469
17.08. | 4 | 469
17.08. | 5 | 469
17.08. | 6 | 469
17.08. | 7 | 469
17.08. | 8 | 469
17.08. | 9 | 469
17.08. | 10 | 469
17.08. | 11 | 469
17.08. | 12 | 469
17.08. | 13 | 469
17.08. | 14 | 469
17.08. | 15 | 469
17.08. | 16 | 469
17.08. | 17 | 469
17.08. | 18 | 469
17.08. | 19 | 469
17.08. | 20 | 469
17.08. | 21 | 469
17.08. | 22 | 469
17.08. | 23 | 469
17.08. | 24 | 469
18.08. | 1 | 469
18.08. | 2 | 469
18.08. | 3 | 469
18.08. | 4 | 469
18.08. | 5 | 469
18.08. | 6 | 469
18.08. | 7 | 469
18.08. | 8 | 469
18.08. | 9 | 469
18.08. | 10 | 469
18.08. | 11 | 469
18.08. | 12 | 469
18.08. | 13 | 469
18.08. | 14 | 469
18.08. | 15 | 469
18.08. | 16 | 469
18.08. | 17 | 469
18.08. | 18 | 469
18.08. | 19 | 469
18.08. | 20 | 469
18.08. | 21 | 469
18.08. | 22 | 469
18.08. | 23 | 469
18.08. | 24 | 469
19.08. | 1 | 469
19.08. | 2 | 469
19.08. | 3 | 469
19.08. | 4 | 469
19.08. | 5 | 469
19.08. | 6 | 469
19.08. | 7 | 469
19.08. | 8 | 469
19.08. | 9 | 469
19.08. | 10 | 469
19.08. | 11 | 469
19.08. | 12 | 469
19.08. | 13 | 469
19.08. | 14 | 469
19.08. | 15 | 469
19.08. | 16 | 469
19.08. | 17 | 469
19.08. | 18 | 469
19.08. | 19 | 469
19.08. | 20 | 469
19.08. | 21 | 469
19.08. | 22 | 469
19.08. | 23 | 469
19.08. | 24 | 469
20.08. | 1 | 469
20.08. | 2 | 469
20.08. | 3 | 469
20.08. | 4 | 469
20.08. | 5 | 469
20.08. | 6 | 469
20.08. | 7 | 469
20.08. | 8 | 469
20.08. | 9 | 469
20.08. | 10 | 469
20.08. | 11 | 469
20.08. | 12 | 469
20.08. | 13 | 469
20.08. | 14 | 469
20.08. | 15 | 469
20.08. | 16 | 469
20.08. | 17 | 469
20.08. | 18 | 469
20.08. | 19 | 469
20.08. | 20 | 469
20.08. | 21 | 469
20.08. | 22 | 469
20.08. | 23 | 469
20.08. | 24 | 469
21.08. | 1 | 469
21.08. | 2 | 469
21.08. | 3 | 469
21.08. | 4 | 469
21.08. | 5 | 469
21.08. | 6 | 469
21.08. | 7 | 469
21.08. | 8 | 469
21.08. | 9 | 469
21.08. | 10 | 469
21.08. | 11 | 469
21.08. | 12 | 469
21.08. | 13 | 469
21.08. | 14 | 469
21.08. | 15 | 469
21.08. | 16 | 469
21.08. | 17 | 469
21.08. | 18 | 469
21.08. | 19 | 469
21.08. | 20 | 469
21.08. | 21 | 469
21.08. | 22 | 469
21.08. | 23 | 469
21.08. | 24 | 469
22.08. | 1 | 469
22.08. | 2 | 469
22.08. | 3 | 469
22.08. | 4 | 469
22.08. | 5 | 469
22.08. | 6 | 469
22.08. | 7 | 469
22.08. | 8 | 469
22.08. | 9 | 469
22.08. | 10 | 469
22.08. | 11 | 469
22.08. | 12 | 469
22.08. | 13 | 469
22.08. | 14 | 469
22.08. | 15 | 469
22.08. | 16 | 469
22.08. | 17 | 469
22.08. | 18 | 469
22.08. | 19 | 469
22.08. | 20 | 469
22.08. | 21 | 469
22.08. | 22 | 469
22.08. | 23 | 469
22.08. | 24 | 469
23.08. | 1 | 469
23.08. | 2 | 469
23.08. | 3 | 469
23.08. | 4 | 469
23.08. | 5 | 469
23.08. | 6 | 469
23.08. | 7 | 469
23.08. | 8 | 469
23.08. | 9 | 469
23.08. | 10 | 469
23.08. | 11 | 469
23.08. | 12 | 469
23.08. | 13 | 469
23.08. | 14 | 469
23.08. | 15 | 469
23.08. | 16 | 469
23.08. | 17 | 469
23.08. | 18 | 469
23.08. | 19 | 469
23.08. | 20 | 469
23.08. | 21 | 469
23.08. | 22 | 469
23.08. | 23 | 469
23.08. | 24 | 469
24.08. | 1 | 469
24.08. | 2 | 469
24.08. | 3 | 469
24.08. | 4 | 469
24.08. | 5 | 469
24.08. | 6 | 469
24.08. | 7 | 469
24.08. | 8 | 469
24.08. | 9 | 469
24.08. | 10 | 469
24.08. | 11 | 469
24.08. | 12 | 469
24.08. | 13 | 469
24.08. | 14 | 469
24.08. | 15 | 469
24.08. | 16 | 469
24.08. | 17 | 469
24.08. | 18 | 469
24.08. | 19 | 469
24.08. | 20 | 469
24.08. | 21 | 469
24.08. | 22 | 469
24.08. | 23 | 469
24.08. | 24 | 469
25.08. | 1 | 469
25.08. | 2 | 469
25.08. | 3 | 469
25.08. | 4 | 469
25.08. | 5 | 469
25.08. | 6 | 469
25.08. | 7 | 469
25.08. | 8 | 469
25.08. | 9 | 469
25.08. | 10 | 469
25.08. | 11 | 469
25.08. | 12 | 469
25.08. | 13 | 469
25.08. | 14 | 469
25.08. | 15 | 469
25.08. | 16 | 469
25.08. | 17 | 469
25.08. | 18 | 469
25.08. | 19 | 469
25.08. | 20 | 469
25.08. | 21 | 469
25.08. | 22 | 469
25.08. | 23 | 469
25.08. | 24 | 469
26.08. | 1 | 469
26.08. | 2 | 469
26.08. | 3 | 469
26.08. | 4 | 469
26.08. | 5 | 469
26.08. | 6 | 469
26.08. | 7 | 469
26.08. | 8 | 469
26.08. | 9 | 469
26.08. | 10 | 469
26.08. | 11 | 469
26.08. | 12 | 469
26.08. | 13 | 469
26.08. | 14 | 469
26.08. | 15 | 469
26.08. | 16 | 469
26.08. | 17 | 469
26.08. | 18 | 469
26.08. | 19 | 469
26.08. | 20 | 469
26.08. | 21 | 469
26.08. | 22 | 469
26.08. | 23 | 469
26.08. | 24 | 469
27.08. | 1 | 469
27.08. | 2 | 469
27.08. | 3 | 469
27.08. | 4 | 469
27.08. | 5 | 469
27.08. | 6 | 469
27.08. | 7 | 469
27.08. | 8 | 469
27.08. | 9 | 469
27.08. | 10 | 469
27.08. | 11 | 469
27.08. | 12 | 469
27.08. | 13 | 469
27.08. | 14 | 469
27.08. | 15 | 469
27.08. | 16 | 469
27.08. | 17 | 469
27.08. | 18 | 469
27.08. | 19 | 469
27.08. | 20 | 469
27.08. | 21 | 469
27.08. | 22 | 469
27.08. | 23 | 469
27.08. | 24 | 469
28.08. | 1 | 469
28.08. | 2 | 469
28.08. | 3 | 469
28.08. | 4 | 469
28.08. | 5 | 469
28.08. | 6 | 469
28.08. | 7 | 469
28.08. | 8 | 469
28.08. | 9 | 469
28.08. | 10 | 469
28.08. | 11 | 469
28.08. | 12 | 469
28.08. | 13 | 469
28.08. | 14 | 469
28.08. | 15 | 469
28.08. | 16 | 469
28.08. | 17 | 469
28.08. | 18 | 469
28.08. | 19 | 469
28.08. | 20 | 469
28.08. | 21 | 469
28.08. | 22 | 469
28.08. | 23 | 469
28.08. | 24 | 469
29.08. | 1 | 469
29.08. | 2 | 469
29.08. | 3 | 469
29.08. | 4 | 469
29.08. | 5 | 469
29.08. | 6 | 469
29.08. | 7 | 469
29.08. | 8 | 469
29.08. | 9 | 469
29.08. | 10 | 469
29.08. | 11 | 469
29.08. | 12 | 469
29.08. | 13 | 469
29.08. | 14 | 469
29.08. | 15 | 469
29.08. | 16 | 469
29.08. | 17 | 469
29.08. | 18 | 469
29.08. | 19 | 469
29.08. | 20 | 469
29.08. | 21 | 469
29.08. | 22 | 469
29.08. | 23 | 469
29.08. | 24 | 469
30.08. | 1 | 469
30.08. | 2 | 469
30.08. | 3 | 469
30.08. | 4 | 469
30.08. | 5 | 469
30.08. | 6 | 469
30.08. | 7 | 469
30.08. | 8 | 469
30.08. | 9 | 469
30.08. | 10 | 469
30.08. | 11 | 469
30.08. | 12 | 469
30.08. | 13 | 469
30.08. | 14 | 469
30.08. | 15 | 469
30.08. | 16 | 469
30.08. | 17 | 469
30.08. | 18 | 469
30.08. | 19 | 469
30.08. | 20 | 469
30.08. | 21 | 469
30.08. | 22 | 469
30.08. | 23 | 469
30.08. | 24 | 469
31.08. | 1 | 469
31.08. | 2 | 469
31.08. | 3 | 469
31.08. | 4 | 469
31.08. | 5 | 469
31.08. | 6 | 469
31.08. | 7 | 469
31.08. | 8 | 469
31.08. | 9 | 469
31.08. | 10 | 469
31.08. | 11 | 469
31.08. | 12 | 469
31.08. | 13 | 469
31.08. | 14 | 469
31.08. | 15 | 469
31.08. | 16 | 469
31.08. | 17 | 469
31.08. | 18 | 469
31.08. | 19 | 469
31.08. | 20 | 469
31.08. | 21 | 469
31.08. | 22 | 469
31.08. | 23 | 469
31.08. | 24 | 469
01.09. | 1 | 469
01.09. | 2 | 469
01.09. | 3 | 469
01.09. | 4 | 469
01.09. | 5 | 469
01.09. | 6 | 469
01.09. | 7 | 469
01.09. | 8 | 469
01.09. | 9 | 469
01.09. | 10 | 469
01.09. | 11 | 469
01.09. | 12 | 469
01.09. | 13 | 469
01.09. | 14 | 469
01.09. | 15 | 469
01.09. | 16 | 469
01.09. | 17 | 469
01.09. | 18 | 469
01.09. | 19 | 469
01.09. | 20 | 469
01.09. | 21 | 469
01.09. | 22 | 469
01.09. | 23 | 469
01.09. | 24 | 469
02.09. | 1 | 469
02.09. | 2 | 469
02.09. | 3 | 469
02.09. | 4 | 469
02.09. | 5 | 469
02.09. | 6 | 469
02.09. | 7 | 469
02.09. | 8 | 469
02.09. | 9 | 469
02.09. | 10 | 469
02.09. | 11 | 469
02.09. | 12 | 469
02.09. | 13 | 469
02.09. | 14 | 469
02.09. | 15 | 469
02.09. | 16 | 469
02.09. | 17 | 469
02.09. | 18 | 469
02.09. | 19 | 469
02.09. | 20 | 469
02.09. | 21 | 469
02.09. | 22 | 469
02.09. | 23 | 469
02.09. | 24 | 469
03.09. | 1 | 469
03.09. | 2 | 469
03.09. | 3 | 469
03.09. | 4 | 469
03.09. | 5 | 469
03.09. | 6 | 469
03.09. | 7 | 469
03.09. | 8 | 469
03.09. | 9 | 469
03.09. | 10 | 469
03.09. | 11 | 469
03.09. | 12 | 469
03.09. | 13 | 469
03.09. | 14 | 469
03.09. | 15 | 469
03.09. | 16 | 469
03.09. | 17 | 469
03.09. | 18 | 469
03.09. | 19 | 469
03.09. | 20 | 469
03.09. | 21 | 469
03.09. | 22 | 469
03.09. | 23 | 469
03.09. | 24 | 469
04.09. | 1 | 469
04.09. | 2 | 469
04.09. | 3 | 469
04.09. | 4 | 469
04.09. | 5 | 469
04.09. | 6 | 469
04.09. | 7 | 469
04.09. | 8 | 469
04.09. | 9 | 469
04.09. | 10 | 469
04.09. | 11 | 469
04.09. | 12 | 469
04.09. | 13 | 469
04.09. | 14 | 469
04.09. | 15 | 469
04.09. | 16 | 469
04.09. | 17 | 469
04.09. | 18 | 469
04.09. | 19 | 469
04.09. | 20 | 469
04.09. | 21 | 469
04.09. | 22 | 469
04.09. | 23 | 469
04.09. | 24 | 469
05.09. | 1 | 469
05.09. | 2 | 469
05.09. | 3 | 469
05.09. | 4 | 469
05.09. | 5 | 469
05.09. | 6 | 469
05.09. | 7 | 469
05.09. | 8 | 469
05.09. | 9 | 469
05.09. | 10 | 469
05.09. | 11 | 469
05.09. | 12 | 469
05.09. | 13 | 469
05.09. | 14 | 469
05.09. | 15 | 469
05.09. | 16 | 469
05.09. | 17 | 469
05.09. | 18 | 469
05.09. | 19 | 469
05.09. | 20 | 469
05.09. | 21 | 469
05.09. | 22 | 469
05.09. | 23 | 469
05.09. | 24 | 469
06.09. | 1 | 469
06.09. | 2 | 469
06.09. | 3 | 469
06.09. | 4 | 469
06.09. | 5 | 469
06.09. | 6 | 469
06.09. | 7 | 469
06.09. | 8 | 469
06.09. | 9 | 469
06.09. | 10 | 469
06.09. | 11 | 469
06.09. | 12 | 469
06.09. | 13 | 469
06.09. | 14 | 469
06.09. | 15 | 469
06.09. | 16 | 469
06.09. | 17 | 469
06.09. | 18 | 469
06.09. | 19 | 469
06.09. | 20 | 469
06.09. | 21 | 469
06.09. | 22 | 469
06.09. | 23 | 469
06.09. | 24 | 469
07.09. | 1 | 469
07.09. | 2 | 469
07.09. | 3 | 469
07.09. | 4 | 469
07.09. | 5 | 469
07.09. | 6 | 469
07.09. | 7 | 469
07.09. | 8 | 469
07.09. | 9 | 469
07.09. | 10 | 469
07.09. | 11 | 469
07.09. | 12 | 469
07.09. | 13 | 469
07.09. | 14 | 469
07.09. | 15 | 469
07.09. | 16 | 469
07.09. | 17 | 469
07.09. | 18 | 469
07.09. | 19 | 469
07.09. | 20 | 469
07.09. | 21 | 469
07.09. | 22 | 469
07.09. | 23 | 469
07.09. | 24 | 469
08.09. | 1 | 469
08.09. | 2 | 469
08.09. | 3 | 469
08.09. | 4 | 469
08.09. | 5 | 469
08.09. | 6 | 469
08.09. | 7 | 469
08.09. | 8 | 469
08.09. | 9 | 469
08.09. | 10 | 469
08.09. | 11 | 469
08.09. | 12 | 469
08.09. | 13 | 469
08.09. | 14 | 469
08.09. | 15 | 469
08.09. | 16 | 469
08.09. | 17 | 469
08.09. | 18 | 469
08.09. | 19 | 469
08.09. | 20 | 469
08.09. | 21 | 469
08.09. | 22 | 469
08.09. | 23 | 469
08.09. | 24 | 469
09.09. | 1 | 469
09.09. | 2 | 469
09.09. | 3 | 469
09.09. | 4 | 469
09.09. | 5 | 469
09.09. | 6 | 469
09.09. | 7 | 469
09.09. | 8 | 469
09.09. | 9 | 469
09.09. | 10 | 469
09.09. | 11 | 469
09.09. | 12 | 469
09.09. | 13 | 469
09.09. | 14 | 469
09.09. | 15 | 469
09.09. | 16 | 469
09.09. | 17 | 469
09.09. | 18 | 469
09.09. | 19 | 469
09.09. | 20 | 469
09.09. | 21 | 469
09.09. | 22 | 469
09.09. | 23 | 469
09.09. | 24 | 469
10.09. | 1 | 469
10.09. | 2 | 469
10.09. | 3 | 469
10.09. | 4 | 469
10.09. | 5 | 469
10.09. | 6 | 469
10.09. | 7 | 469
10.09. | 8 | 469
10.09. | 9 | 469
10.09. | 10 | 469
10.09. | 11 | 469
10.09. | 12 | 469
10.09. | 13 | 469
10.09. | 14 | 469
10.09. | 15 | 469
10.09. | 16 | 469
10.09. | 17 | 469
10.09. | 18 | 469
10.09. | 19 | 469
10.09. | 20 | 469
10.09. | 21 | 469
10.09. | 22 | 469
10.09. | 23 | 469
10.09. | 24 | 469
11.09. | 1 | 469
11.09. | 2 | 469
11.09. | 3 | 469
11.09. | 4 | 469
11.09. | 5 | 469
11.09. | 6 | 469
11.09. | 7 | 469
11.09. | 8 | 469
11.09. | 9 | 469
11.09. | 10 | 469
11.09. | 11 | 469
11.09. | 12 | 469
11.09. | 13 | 469
11.09. | 14 | 469
11.09. | 15 | 469
11.09. | 16 | 469
11.09. | 17 | 469
11.09. | 18 | 469
11.09. | 19 | 469
11.09. | 20 | 469
11.09. | 21 | 469
11.09. | 22 | 469
11.09. | 23 | 469
11.09. | 24 | 469
12.09. | 1 | 469
12.09. | 2 | 469
12.09. | 3 | 469
12.09. | 4 | 469
12.09. | 5 | 469
12.09. | 6 | 469
12.09. | 7 | 469
12.09. | 8 | 469
12.09. | 9 | 469
12.09. | 10 | 469
12.09. | 11 | 469
12.09. | 12 | 469
12.09. | 13 | 469
12.09. | 14 | 469
12.09. | 15 | 469
12.09. | 16 | 469
12.09. | 17 | 469
12.09. | 18 | 469
12.09. | 19 | 469
12.09. | 20 | 469
12.09. | 21 | 469
12.09. | 22 | 469
12.09. | 23 | 469
12.09. | 24 | 469
13.09. | 1 | 469
13.09. | 2 | 469
13.09. | 3 | 469
13.09. | 4 | 469
13.09. | 5 | 469
13.09. | 6 | 469
13.09. | 7 | 469
13.09. | 8 | 469
13.09. | 9 | 469
13.09. | 10 | 469
13.09. | 11 | 469
13.09. | 12 | 469
13.09. | 13 | 469
13.09. | 14 | 469
13.09. | 15 | 469
13.09. | 16 | 469
13.09. | 17 | 469
13.09. | 18 | 469
13.09. | 19 | 469
13.09. | 20 | 469
13.09. | 21 | 469
13.09. | 22 | 469
13.09. | 23 | 469
13.09. | 24 | 469
14.09. | 1 | 469
14.09. | 2 | 469
14.09. | 3 | 469
14.09. | 4 | 469
14.09. | 5 | 469
14.09. | 6 | 469
14.09. | 7 | 469
14.09. | 8 | 469
14.09. | 9 | 469
14.09. | 10 | 469
14.09. | 11 | 469
14.09. | 12 | 469
14.09. | 13 | 469
14.09. | 14 | 469
14.09. | 15 | 469
14.09. | 16 | 469
14.09. | 17 | 469
14.09. | 18 | 469
14.09. | 19 | 469
14.09. | 20 | 469
14.09. | 21 | 469
14.09. | 22 | 469
14.09. | 23 | 469
14.09. | 24 | 469
15.09. | 1 | 469
15.09. | 2 | 469
15.09. | 3 | 469
15.09. | 4 | 469
15.09. | 5 | 469
15.09. | 6 | 469
15.09. | 7 | 469
15.09. | 8 | 469
15.09. | 9 | 469
15.09. | 10 | 469
15.09. | 11 | 469
15.09. | 12 | 469
15.09. | 13 | 469
15.09. | 14 | 469
15.09. | 15 | 469
15.09. | 16 | 469
15.09. | 17 | 469
15.09. | 18 | 469
15.09. | 19 | 469
15.09. | 20 | 469
15.09. | 21 | 469
15.09. | 22 | 469
15.09. | 23 | 469
15.09. | 24 | 469
16.09. | 1 | 469
16.09. | 2 | 469
16.09. | 3 | 469
16.09. | 4 | 469
16.09. | 5 | 469
16.09. | 6 | 469
16.09. | 7 | 469
16.09. | 8 | 469
16.09. | 9 | 469
16.09. | 10 | 469
16.09. | 11 | 469
16.09. | 12 | 469
16.09. | 13 | 469
16.09. | 14 | 469
16.09. | 15 | 469
16.09. | 16 | 469
16.09. | 17 | 469
16.09. | 18 | 469
16.09. | 19 | 469
16.09. | 20 | 469
16.09. | 21 | 469
16.09. | 22 | 469
16.09. | 23 | 469
16.09. | 24 | 469
17.09. | 1 | 469
17.09. | 2 | 469
17.09. | 3 | 469
17.09. | 4 | 469
17.09. | 5 | 469
17.09. | 6 | 469
17.09. | 7 | 469
17.09. | 8 | 469
17.09. | 9 | 469
17.09. | 10 | 469
17.09. | 11 | 469
17.09. | 12 | 469
17.09. | 13 | 469
17.09. | 14 | 469
17.09. | 15 | 469
17.09. | 16 | 469
17.09. | 17 | 469
17.09. | 18 | 469
17.09. | 19 | 469
17.09. | 20 | 469
17.09. | 21 | 469
17.09. | 22 | 469
17.09. | 23 | 469
17.09. | 24 | 469
18.09. | 1 | 469
18.09. | 2 | 469
18.09. | 3 | 469
18.09. | 4 | 469
18.09. | 5 | 469
18.09. | 6 | 469
18.09. | 7 | 469
18.09. | 8 | 469
18.09. | 9 | 469
18.09. | 10 | 469
18.09. | 11 | 469
18.09. | 12 | 469
18.09. | 13 | 469
18.09. | 14 | 469
18.09. | 15 | 469
18.09. | 16 | 469
18.09. | 17 | 469
18.09. | 18 | 469
18.09. | 19 | 469
18.09. | 20 | 469
18.09. | 21 | 469
18.09. | 22 | 469
18.09. | 23 | 469
18.09. | 24 | 469
19.09. | 1 | 469
19.09. | 2 | 469
19.09. | 3 | 469
19.09. | 4 | 469
19.09. | 5 | 469
19.09. | 6 | 469
19.09. | 7 | 469
19.09. | 8 | 469
19.09. | 9 | 469
19.09. | 10 | 469
19.09. | 11 | 469
19.09. | 12 | 469
19.09. | 13 | 469
19.09. | 14 | 469
19.09. | 15 | 469
19.09. | 16 | 469
19.09. | 17 | 469
19.09. | 18 | 469
19.09. | 19 | 469
19.09. | 20 | 469
19.09. | 21 | 469
19.09. | 22 | 469
19.09. | 23 | 469
19.09. | 24 | 469
20.09. | 1 | 469
20.09. | 2 | 469
20.09. | 3 | 469
20.09. | 4 | 469
20.09. | 5 | 469
20.09. | 6 | 469
20.09. | 7 | 469
20.09. | 8 | 469
20.09. | 9 | 469
20.09. | 10 | 469
20.09. | 11 | 469
20.09. | 12 | 469
20.09. | 13 | 469
20.09. | 14 | 469
20.09. | 15 | 469
20.09. | 16 | 469
20.09. | 17 | 469
20.09. | 18 | 469
20.09. | 19 | 469
20.09. | 20 | 469
20.09. | 21 | 469
20.09. | 22 | 469
20.09. | 23 | 469
20.09. | 24 | 469
21.09. | 1 | 469
21.09. | 2 | 469
21.09. | 3 | 469
21.09. | 4 | 469
21.09. | 5 | 469
21.09. | 6 | 469
21.09. | 7 | 469
21.09. | 8 | 469
21.09. | 9 | 469
21.09. | 10 | 469
21.09. | 11 | 469
21.09. | 12 | 469
21.09. | 13 | 469
21.09. | 14 | 469
21.09. | 15 | 469
21.09. | 16 | 469
21.09. | 17 | 469
21.09. | 18 | 469
21.09. | 19 | 469
21.09. | 20 | 469
21.09. | 21 | 469
21.09. | 22 | 469
21.09. | 23 | 469
21.09. | 24 | 469
22.09. | 1 | 469
22.09. | 2 | 469
22.09. | 3 | 469
22.09. | 4 | 469
22.09. | 5 | 469
22.09. | 6 | 469
22.09. | 7 | 469
22.09. | 8 | 469
22.09. | 9 | 469
22.09. | 10 | 469
22.09. | 11 | 469
22.09. | 12 | 469
22.09. | 13 | 469
22.09. | 14 | 469
22.09. | 15 | 469
22.09. | 16 | 469
22.09. | 17 | 469
22.09. | 18 | 469
22.09. | 19 | 469
22.09. | 20 | 469
22.09. | 21 | 469
22.09. | 22 | 469
22.09. | 23 | 469
22.09. | 24 | 469
23.09. | 1 | 469
23.09. | 2 | 469
23.09. | 3 | 469
23.09. | 4 | 469
23.09. | 5 | 469
23.09. | 6 | 469
23.09. | 7 | 469
23.09. | 8 | 469
23.09. | 9 | 469
23.09. | 10 | 469
23.09. | 11 | 469
23.09. | 12 | 469
23.09. | 13 | 469
23.09. | 14 | 469
23.09. | 15 | 469
23.09. | 16 | 469
23.09. | 17 | 469
23.09. | 18 | 469
23.09. | 19 | 469
23.09. | 20 | 469
23.09. | 21 | 469
23.09. | 22 | 469
23.09. | 23 | 469
23.09. | 24 | 469
24.09. | 1 | 469
24.09. | 2 | 469
24.09. | 3 | 469
24.09. | 4 | 469
24.09. | 5 | 469
24.09. | 6 | 469
24.09. | 7 | 469
24.09. | 8 | 469
24.09. | 9 | 469
24.09. | 10 | 469
24.09. | 11 | 469
24.09. | 12 | 469
24.09. | 13 | 469
24.09. | 14 | 469
24.09. | 15 | 469
24.09. | 16 | 469
24.09. | 17 | 469
24.09. | 18 | 469
24.09. | 19 | 469
24.09. | 20 | 469
24.09. | 21 | 469
24.09. | 22 | 469
24.09. | 23 | 469
24.09. | 24 | 469
25.09. | 1 | 469
25.09. | 2 | 469
25.09. | 3 | 469
25.09. | 4 | 469
25.09. | 5 | 469
25.09. | 6 | 469
25.09. | 7 | 469
25.09. | 8 | 469
25.09. | 9 | 469
25.09. | 10 | 469
25.09. | 11 | 469
25.09. | 12 | 469
25.09. | 13 | 469
25.09. | 14 | 469
25.09. | 15 | 469
25.09. | 16 | 469
25.09. | 17 | 469
25.09. | 18 | 469
25.09. | 19 | 469
25.09. | 20 | 469
25.09. | 21 | 469
25.09. | 22 | 469
25.09. | 23 | 469
25.09. | 24 | 469
26.09. | 1 | 469
26.09. | 2 | 469
26.09. | 3 | 469
26.09. | 4 | 469
26.09. | 5 | 469
26.09. | 6 | 469
26.09. | 7 | 469
26.09. | 8 | 469
26.09. | 9 | 469
26.09. | 10 | 469
26.09. | 11 | 469
26.09. | 12 | 469
26.09. | 13 | 469
26.09. | 14 | 469
26.09. | 15 | 469
26.09. | 16 | 469
26.09. | 17 | 469
26.09. | 18 | 469
26.09. | 19 | 469
26.09. | 20 | 469
26.09. | 21 | 469
26.09. | 22 | 469
26.09. | 23 | 469
26.09. | 24 | 469
27.09. | 1 | 469
27.09. | 2 | 469
27.09. | 3 | 469
27.09. | 4 | 469
27.09. | 5 | 469
27.09. | 6 | 469
27.09. | 7 | 469
27.09. | 8 | 469
27.09. | 9 | 469
27.09. | 10 | 469
27.09. | 11 | 469
27.09. | 12 | 469
27.09. | 13 | 469
27.09. | 14 | 469
27.09. | 15 | 469
27.09. | 16 | 469
27.09. | 17 | 469
27.09. | 18 | 469
27.09. | 19 | 469
27.09. | 20 | 469
27.09. | 21 | 469
27.09. | 22 | 469
27.09. | 23 | 469
27.09. | 24 | 469
28.09. | 1 | 469
28.09. | 2 | 469
28.09. | 3 | 469
28.09. | 4 | 469
28.09. | 5 | 469
28.09. | 6 | 469
28.09. | 7 | 469
28.09. | 8 | 469
28.09. | 9 | 469
28.09. | 10 | 469
28.09. | 11 | 469
28.09. | 12 | 469
28.09. | 13 | 469
28.09. | 14 | 469
28.09. | 15 | 469
28.09. | 16 | 469
28.09. | 17 | 469
28.09. | 18 | 469
28.09. | 19 | 469
28.09. | 20 | 469
28.09. | 21 | 469
28.09. | 22 | 469
28.09. | 23 | 469
28.09. | 24 | 469
29.09. | 1 | 469
29.09. | 2 | 469
29.09. | 3 | 469
29.09. | 4 | 469
29.09. | 5 | 469
29.09. | 6 | 469
29.09. | 7 | 469
29.09. | 8 | 469
29.09. | 9 | 469
29.09. | 10 | 469
29.09. | 11 | 469
29.09. | 12 | 469
29.09. | 13 | 469
29.09. | 14 | 469
29.09. | 15 | 469
29.09. | 16 | 469
29.09. | 17 | 469
29.09. | 18 | 469
29.09. | 19 | 469
29.09. | 20 | 469
29.09. | 21 | 469
29.09. | 22 | 469
29.09. | 23 | 469
29.09. | 24 | 469
30.09. | 1 | 469
30.09. | 2 | 469
30.09. | 3 | 469
30.09. | 4 | 469
30.09. | 5 | 469
30.09. | 6 | 469
30.09. | 7 | 469
30.09. | 8 | 469
30.09. | 9 | 469
30.09. | 10 | 469
30.09. | 11 | 469
30.09. | 12 | 469
30.09. | 13 | 469
30.09. | 14 | 469
30.09. | 15 | 469
30.09. | 16 | 469
30.09. | 17 | 469
30.09. | 18 | 469
30.09. | 19 | 469
30.09. | 20 | 469
30.09. | 21 | 469
30.09. | 22 | 469
30.09. | 23 | 469
30.09. | 24 | 469
01.10. | 1 | 469
01.10. | 2 | 469
01.10. | 3 | 469
01.10. | 4 | 469
01.10. | 5 | 469
01.10. | 6 | 469
01.10. | 7 | 469
01.10. | 8 | 469
01.10. | 9 | 469
01.10. | 10 | 469
01.10. | 11 | 469
01.10. | 12 | 469
01.10. | 13 | 469
01.10. | 14 | 469
01.10. | 15 | 469
01.10. | 16 | 469
01.10. | 17 | 469
01.10. | 18 | 469
01.10. | 19 | 469
01.10. | 20 | 469
01.10. | 21 | 469
01.10. | 22 | 469
01.10. | 23 | 469
01.10. | 24 | 469
02.10. | 1 | 469
02.10. | 2 | 469
02.10. | 3 | 469
02.10. | 4 | 469
02.10. | 5 | 469
02.10. | 6 | 469
02.10. | 7 | 469
02.10. | 8 | 469
02.10. | 9 | 469
02.10. | 10 | 469
02.10. | 11 | 469
02.10. | 12 | 469
02.10. | 13 | 469
02.10. | 14 | 469
02.10. | 15 | 469
02.10. | 16 | 469
02.10. | 17 | 469
02.10. | 18 | 469
02.10. | 19 | 469
02.10. | 20 | 469
02.10. | 21 | 469
02.10. | 22 | 469
02.10. | 23 | 469
02.10. | 24 | 469
03.10. | 1 | 469
03.10. | 2 | 469
03.10. | 3 | 469
03.10. | 4 | 469
03.10. | 5 | 469
03.10. | 6 | 469
03.10. | 7 | 469
03.10. | 8 | 469
03.10. | 9 | 469
03.10. | 10 | 469
03.10. | 11 | 469
03.10. | 12 | 469
03.10. | 13 | 469
03.10. | 14 | 469
03.10. | 15 | 469
03.10. | 16 | 469
03.10. | 17 | 469
03.10. | 18 | 469
03.10. | 19 | 469
03.10. | 20 | 469
03.10. | 21 | 469
03.10. | 22 | 469
03.10. | 23 | 469
03.10. | 24 | 469
04.10. | 1 | 469
04.10. | 2 | 469
04.10. | 3 | 469
04.10. | 4 | 469
04.10. | 5 | 469
04.10. | 6 | 469
04.10. | 7 | 469
04.10. | 8 | 469
04.10. | 9 | 469
04.10. | 10 | 469
04.10. | 11 | 469
04.10. | 12 | 469
04.10. | 13 | 469
04.10. | 14 | 469
04.10. | 15 | 469
04.10. | 16 | 469
04.10. | 17 | 469
04.10. | 18 | 469
04.10. | 19 | 469
04.10. | 20 | 469
04.10. | 21 | 469
04.10. | 22 | 469
04.10. | 23 | 469
04.10. | 24 | 469
05.10. | 1 | 469
05.10. | 2 | 469
05.10. | 3 | 469
05.10. | 4 | 469
05.10. | 5 | 469
05.10. | 6 | 469
05.10. | 7 | 469
05.10. | 8 | 469
05.10. | 9 | 469
05.10. | 10 | 469
05.10. | 11 | 469
05.10. | 12 | 469
05.10. | 13 | 469
05.10. | 14 | 469
05.10. | 15 | 469
05.10. | 16 | 469
05.10. | 17 | 469
05.10. | 18 | 469
05.10. | 19 | 469
05.10. | 20 | 469
05.10. | 21 | 469
05.10. | 22 | 469
05.10. | 23 | 469
05.10. | 24 | 469
06.10. | 1 | 469
06.10. | 2 | 469
06.10. | 3 | 469
06.10. | 4 | 469
06.10. | 5 | 469
06.10. | 6 | 469
06.10. | 7 | 469
06.10. | 8 | 469
06.10. | 9 | 469
06.10. | 10 | 469
06.10. | 11 | 469
06.10. | 12 | 469
06.10. | 13 | 469
06.10. | 14 | 469
06.10. | 15 | 469
06.10. | 16 | 469
06.10. | 17 | 469
06.10. | 18 | 469
06.10. | 19 | 469
06.10. | 20 | 469
06.10. | 21 | 469
06.10. | 22 | 469
06.10. | 23 | 469
06.10. | 24 | 469
07.10. | 1 | 469
07.10. | 2 | 469
07.10. | 3 | 469
07.10. | 4 | 469
07.10. | 5 | 469
07.10. | 6 | 469
07.10. | 7 | 469
07.10. | 8 | 469
07.10. | 9 | 469
07.10. | 10 | 469
07.10. | 11 | 469
07.10. | 12 | 469
07.10. | 13 | 469
07.10. | 14 | 469
07.10. | 15 | 469
07.10. | 16 | 469
07.10. | 17 | 469
07.10. | 18 | 469
07.10. | 19 | 469
07.10. | 20 | 469
07.10. | 21 | 469
07.10. | 22 | 469
07.10. | 23 | 469
07.10. | 24 | 469
08.10. | 1 | 469
08.10. | 2 | 469
08.10. | 3 | 469
08.10. | 4 | 469
08.10. | 5 | 469
08.10. | 6 | 469
08.10. | 7 | 469
08.10. | 8 | 469
08.10. | 9 | 469
08.10. | 10 | 469
08.10. | 11 | 469
08.10. | 12 | 469
08.10. | 13 | 469
08.10. | 14 | 469
08.10. | 15 | 469
08.10. | 16 | 469
08.10. | 17 | 469
08.10. | 18 | 469
08.10. | 19 | 469
08.10. | 20 | 469
08.10. | 21 | 469
08.10. | 22 | 469
08.10. | 23 | 469
08.10. | 24 | 469
09.10. | 1 | 469
09.10. | 2 | 469
09.10. | 3 | 469
09.10. | 4 | 469
09.10. | 5 | 469
09.10. | 6 | 469
09.10. | 7 | 469
09.10. | 8 | 469
09.10. | 9 | 469
09.10. | 10 | 469
09.10. | 11 | 469
09.10. | 12 | 469
09.10. | 13 | 469
09.10. | 14 | 469
09.10. | 15 | 469
09.10. | 16 | 469
09.10. | 17 | 469
09.10. | 18 | 469
09.10. | 19 | 469
09.10. | 20 | 469
09.10. | 21 | 469
09.10. | 22 | 469
09.10. | 23 | 469
09.10. | 24 | 469
10.10. | 1 | 469
10.10. | 2 | 469
10.10. | 3 | 469
10.10. | 4 | 469
10.10. | 5 | 469
10.10. | 6 | 469
10.10. | 7 | 469
10.10. | 8 | 469
10.10. | 9 | 469
10.10. | 10 | 469
10.10. | 11 | 469
10.10. | 12 | 469
10.10. | 13 | 469
10.10. | 14 | 469
10.10. | 15 | 469
10.10. | 16 | 469
10.10. | 17 | 469
10.10. | 18 | 469
10.10. | 19 | 469
10.10. | 20 | 469
10.10. | 21 | 469
10.10. | 22 | 469
10.10. | 23 | 469
10.10. | 24 | 469
11.10. | 1 | 469
11.10. | 2 | 469
11.10. | 3 | 469
11.10. | 4 | 469
11.10. | 5 | 469
11.10. | 6 | 469
11.10. | 7 | 469
11.10. | 8 | 469
11.10. | 9 | 469
11.10. | 10 | 469
11.10. | 11 | 469
11.10. | 12 | 469
11.10. | 13 | 469
11.10. | 14 | 469
11.10. | 15 | 469
11.10. | 16 | 469
11.10. | 17 | 469
11.10. | 18 | 469
11.10. | 19 | 469
11.10. | 20 | 469
11.10. | 21 | 469
11.10. | 22 | 469
11.10. | 23 | 469
11.10. | 24 | 469
12.10. | 1 | 469
12.10. | 2 | 469
12.10. | 3 | 469
12.10. | 4 | 469
12.10. | 5 | 469
12.10. | 6 | 469
12.10. | 7 | 469
12.10. | 8 | 469
12.10. | 9 | 469
12.10. | 10 | 469
12.10. | 11 | 469
12.10. | 12 | 469
12.10. | 13 | 469
12.10. | 14 | 469
12.10. | 15 | 469
12.10. | 16 | 469
12.10. | 17 | 469
12.10. | 18 | 469
12.10. | 19 | 469
12.10. | 20 | 469
12.10. | 21 | 469
12.10. | 22 | 469
12.10. | 23 | 469
12.10. | 24 | 469
13.10. | 1 | 469
13.10. | 2 | 469
13.10. | 3 | 469
13.10. | 4 | 469
13.10. | 5 | 469
13.10. | 6 | 469
13.10. | 7 | 469
13.10. | 8 | 469
13.10. | 9 | 469
13.10. | 10 | 469
13.10. | 11 | 469
13.10. | 12 | 469
13.10. | 13 | 469
13.10. | 14 | 469
13.10. | 15 | 469
13.10. | 16 | 469
13.10. | 17 | 469
13.10. | 18 | 469
13.10. | 19 | 469
13.10. | 20 | 469
13.10. | 21 | 469
13.10. | 22 | 469
13.10. | 23 | 469
13.10. | 24 | 469
14.10. | 1 | 469
14.10. | 2 | 469
14.10. | 3 | 469
14.10. | 4 | 469
14.10. | 5 | 469
14.10. | 6 | 469
14.10. | 7 | 469
14.10. | 8 | 469
14.10. | 9 | 469
14.10. | 10 | 469
14.10. | 11 | 469
14.10. | 12 | 469
14.10. | 13 | 469
14.10. | 14 | 469
14.10. | 15 | 469
14.10. | 16 | 469
14.10. | 17 | 469
14.10. | 18 | 469
14.10. | 19 | 469
14.10. | 20 | 469
14.10. | 21 | 469
14.10. | 22 | 469
14.10. | 23 | 469
14.10. | 24 | 469
15.10. | 1 | 469
15.10. | 2 | 469
15.10. | 3 | 469
15.10. | 4 | 469
15.10. | 5 | 469
15.10. | 6 | 469
15.10. | 7 | 469
15.10. | 8 | 469
15.10. | 9 | 469
15.10. | 10 | 469
15.10. | 11 | 469
15.10. | 12 | 469
15.10. | 13 | 469
15.10. | 14 | 469
15.10. | 15 | 469
15.10. | 16 | 469
15.10. | 17 | 469
15.10. | 18 | 469
15.10. | 19 | 469
15.10. | 20 | 469
15.10. | 21 | 469
15.10. | 22 | 469
15.10. | 23 | 469
15.10. | 24 | 469
16.10. | 1 | 469
16.10. | 2 | 469
16.10. | 3 | 469
16.10. | 4 | 469
16.10. | 5 | 469
16.10. | 6 | 469
16.10. | 7 | 469
16.10. | 8 | 469
16.10. | 9 | 469
16.10. | 10 | 469
16.10. | 11 | 469
16.10. | 12 | 469
16.10. | 13 | 469
16.10. | 14 | 469
16.10. | 15 | 469
16.10. | 16 | 469
16.10. | 17 | 469
16.10. | 18 | 469
16.10. | 19 | 469
16.10. | 20 | 469
16.10. | 21 | 469
16.10. | 22 | 469
16.10. | 23 | 469
16.10. | 24 | 469
17.10. | 1 | 469
17.10. | 2 | 469
17.10. | 3 | 469
17.10. | 4 | 469
17.10. | 5 | 469
17.10. | 6 | 469
17.10. | 7 | 469
17.10. | 8 | 469
17.10. | 9 | 469
17.10. | 10 | 469
17.10. | 11 | 469
17.10. | 12 | 469
17.10. | 13 | 469
17.10. | 14 | 469
17.10. | 15 | 469
17.10. | 16 | 469
17.10. | 17 | 469
17.10. | 18 | 469
17.10. | 19 | 469
17.10. | 20 | 469
17.10. | 21 | 469
17.10. | 22 | 469
17.10. | 23 | 469
17.10. | 24 | 469
18.10. | 1 | 469
18.10. | 2 | 469
18.10. | 3 | 469
18.10. | 4 | 469
18.10. | 5 | 469
18.10. | 6 | 469
18.10. | 7 | 469
18.10. | 8 | 469
18.10. | 9 | 469
18.10. | 10 | 469
18.10. | 11 | 469
18.10. | 12 | 469
18.10. | 13 | 469
18.10. | 14 | 469
18.10. | 15 | 469
18.10. | 16 | 469
18.10. | 17 | 469
18.10. | 18 | 469
18.10. | 19 | 469
18.10. | 20 | 469
18.10. | 21 | 469
18.10. | 22 | 469
18.10. | 23 | 469
18.10. | 24 | 469
19.10. | 1 | 469
19.10. | 2 | 469
19.10. | 3 | 469
19.10. | 4 | 469
19.10. | 5 | 469
19.10. | 6 | 469
19.10. | 7 | 469
19.10. | 8 | 469
19.10. | 9 | 469
19.10. | 10 | 469
19.10. | 11 | 469
19.10. | 12 | 469
19.10. | 13 | 469
19.10. | 14 | 469
19.10. | 15 | 469
19.10. | 16 | 469
19.10. | 17 | 469
19.10. | 18 | 469
19.10. | 19 | 469
19.10. | 20 | 469
19.10. | 21 | 469
19.10. | 22 | 469
19.10. | 23 | 469
19.10. | 24 | 469
20.10. | 1 | 469
20.10. | 2 | 469
20.10. | 3 | 469
20.10. | 4 | 469
20.10. | 5 | 469
20.10. | 6 | 469
20.10. | 7 | 469
20.10. | 8 | 469
20.10. | 9 | 469
20.10. | 10 | 469
20.10. | 11 | 469
20.10. | 12 | 469
20.10. | 13 | 469
20.10. | 14 | 469
20.10. | 15 | 469
20.10. | 16 | 469
20.10. | 17 | 469
20.10. | 18 | 469
20.10. | 19 | 469
20.10. | 20 | 469
20.10. | 21 | 469
20.10. | 22 | 469
20.10. | 23 | 469
20.10. | 24 | 469
21.10. | 1 | 469
21.10. | 2 | 469
21.10. | 3 | 469
21.10. | 4 | 469
21.10. | 5 | 469
21.10. | 6 | 469
21.10. | 7 | 469
21.10. | 8 | 469
21.10. | 9 | 469
21.10. | 10 | 469
21.10. | 11 | 469
21.10. | 12 | 469
21.10. | 13 | 469
21.10. | 14 | 469
21.10. | 15 | 469
21.10. | 16 | 469
21.10. | 17 | 469
21.10. | 18 | 469
21.10. | 19 | 469
21.10. | 20 | 469
21.10. | 21 | 469
21.10. | 22 | 469
21.10. | 23 | 469
21.10. | 24 | 469
22.10. | 1 | 469
22.10. | 2 | 469
22.10. | 3 | 469
22.10. | 4 | 469
22.10. | 5 | 469
22.10. | 6 | 469
22.10. | 7 | 469
22.10. | 8 | 469
22.10. | 9 | 469
22.10. | 10 | 469
22.10. | 11 | 469
22.10. | 12 | 469
22.10. | 13 | 469
22.10. | 14 | 469
22.10. | 15 | 469
22.10. | 16 | 469
22.10. | 17 | 469
22.10. | 18 | 469
22.10. | 19 | 469
22.10. | 20 | 469
22.10. | 21 | 469
22.10. | 22 | 469
22.10. | 23 | 469
22.10. | 24 | 469
23.10. | 1 | 469
23.10. | 2 | 469
23.10. | 3 | 469
23.10. | 4 | 469
23.10. | 5 | 469
23.10. | 6 | 469
23.10. | 7 | 469
23.10. | 8 | 469
23.10. | 9 | 469
23.10. | 10 | 469
23.10. | 11 | 469
23.10. | 12 | 469
23.10. | 13 | 469
23.10. | 14 | 469
23.10. | 15 | 469
23.10. | 16 | 469
23.10. | 17 | 469
23.10. | 18 | 469
23.10. | 19 | 469
23.10. | 20 | 469
23.10. | 21 | 469
23.10. | 22 | 469
23.10. | 23 | 469
23.10. | 24 | 469
24.10. | 1 | 469
24.10. | 2 | 469
24.10. | 3 | 469
24.10. | 4 | 469
24.10. | 5 | 469
24.10. | 6 | 469
24.10. | 7 | 469
24.10. | 8 | 469
24.10. | 9 | 469
24.10. | 10 | 469
24.10. | 11 | 469
24.10. | 12 | 469
24.10. | 13 | 469
24.10. | 14 | 469
24.10. | 15 | 469
24.10. | 16 | 469
24.10. | 17 | 469
24.10. | 18 | 469
24.10. | 19 | 469
24.10. | 20 | 469
24.10. | 21 | 469
24.10. | 22 | 469
24.10. | 23 | 469
24.10. | 24 | 469
25.10. | 1 | 469
25.10. | 2 | 469
25.10. | 3 | 469
25.10. | 4 | 469
25.10. | 5 | 469
25.10. | 6 | 469
25.10. | 7 | 469
25.10. | 8 | 469
25.10. | 9 | 469
25.10. | 10 | 469
25.10. | 11 | 469
25.10. | 12 | 469
25.10. | 13 | 469
25.10. | 14 | 469
25.10. | 15 | 469
25.10. | 16 | 469
25.10. | 17 | 469
25.10. | 18 | 469
25.10. | 19 | 469
25.10. | 20 | 469
25.10. | 21 | 469
25.10. | 22 | 469
25.10. | 23 | 469
25.10. | 24 | 469
26.10. | 1 | 469
26.10. | 2 | 469
26.10. | 3 | 469
26.10. | 4 | 469
26.10. | 5 | 469
26.10. | 6 | 469
26.10. | 7 | 469
26.10. | 8 | 469
26.10. | 9 | 469
26.10. | 10 | 469
26.10. | 11 | 469
26.10. | 12 | 469
26.10. | 13 | 469
26.10. | 14 | 469
26.10. | 15 | 469
26.10. | 16 | 469
26.10. | 17 | 469
26.10. | 18 | 469
26.10. | 19 | 469
26.10. | 20 | 469
26.10. | 21 | 469
26.10. | 22 | 469
26.10. | 23 | 469
26.10. | 24 | 469
27.10. | 1 | 469
27.10. | 2 | 469
27.10. | 3 | 469
27.10. | 4 | 469
27.10. | 5 | 469
27.10. | 6 | 469
27.10. | 7 | 469
27.10. | 8 | 469
27.10. | 9 | 469
27.10. | 10 | 469
27.10. | 11 | 469
27.10. | 12 | 469
27.10. | 13 | 469
27.10. | 14 | 469
27.10. | 15 | 469
27.10. | 16 | 469
27.10. | 17 | 469
27.10. | 18 | 469
27.10. | 19 | 469
27.10. | 20 | 469
27.10. | 21 | 469
27.10. | 22 | 469
27.10. | 23 | 469
27.10. | 24 | 469
28.10. | 1 | 469
28.10. | 2 | 469
28.10. | 3 | 469
28.10. | 4 | 469
28.10. | 5 | 469
28.10. | 6 | 469
28.10. | 7 | 469
28.10. | 8 | 469
28.10. | 9 | 469
28.10. | 10 | 469
28.10. | 11 | 469
28.10. | 12 | 469
28.10. | 13 | 469
28.10. | 14 | 469
28.10. | 15 | 469
28.10. | 16 | 469
28.10. | 17 | 469
28.10. | 18 | 469
28.10. | 19 | 469
28.10. | 20 | 469
28.10. | 21 | 469
28.10. | 22 | 469
28.10. | 23 | 469
28.10. | 24 | 469
29.10. | 1 | 469
29.10. | 2 | 469
29.10. | 3 | 469
29.10. | 4 | 469
29.10. | 5 | 469
29.10. | 6 | 469
29.10. | 7 | 469
29.10. | 8 | 469
29.10. | 9 | 469
29.10. | 10 | 469
29.10. | 11 | 469
29.10. | 12 | 469
29.10. | 13 | 469
29.10. | 14 | 469
29.10. | 15 | 469
29.10. | 16 | 469
29.10. | 17 | 469
29.10. | 18 | 469
29.10. | 19 | 469
29.10. | 20 | 469
29.10. | 21 | 469
29.10. | 22 | 469
29.10. | 23 | 469
29.10. | 24 | 469
30.10. | 1 | 469
30.10. | 2 | 469
30.10. | 3 | 469
30.10. | 4 | 469
30.10. | 5 | 469
30.10. | 6 | 469
30.10. | 7 | 469
30.10. | 8 | 469
30.10. | 9 | 469
30.10. | 10 | 469
30.10. | 11 | 469
30.10. | 12 | 469
30.10. | 13 | 469
30.10. | 14 | 469
30.10. | 15 | 469
30.10. | 16 | 469
30.10. | 17 | 469
30.10. | 18 | 469
30.10. | 19 | 469
30.10. | 20 | 469
30.10. | 21 | 469
30.10. | 22 | 469
30.10. | 23 | 469
30.10. | 24 | 469
31.10. | 1 | 469
31.10. | 2 | 469
31.10. | 3 | 469
31.10. | 4 | 469
31.10. | 5 | 469
31.10. | 6 | 469
31.10. | 7 | 469
31.10. | 8 | 469
31.10. | 9 | 469
31.10. | 10 | 469
31.10. | 11 | 469
31.10. | 12 | 469
31.10. | 13 | 469
31.10. | 14 | 469
31.10. | 15 | 469
31.10. | 16 | 469
31.10. | 17 | 469
31.10. | 18 | 469
31.10. | 19 | 469
31.10. | 20 | 469
31.10. | 21 | 469
31.10. | 22 | 469
31.10. | 23 | 469
31.10. | 24 | 469
01.11. | 1 | 469
01.11. | 2 | 469
01.11. | 3 | 469
01.11. | 4 | 469
01.11. | 5 | 469
01.11. | 6 | 469
01.11. | 7 | 469
01.11. | 8 | 469
01.11. | 9 | 469
01.11. | 10 | 469
01.11. | 11 | 469
01.11. | 12 | 469
01.11. | 13 | 469
01.11. | 14 | 469
01.11. | 15 | 469
01.11. | 16 | 469
01.11. | 17 | 469
01.11. | 18 | 469
01.11. | 19 | 469
01.11. | 20 | 469
01.11. | 21 | 469
01.11. | 22 | 469
01.11. | 23 | 469
01.11. | 24 | 469
02.11. | 1 | 469
02.11. | 2 | 469
02.11. | 3 | 469
02.11. | 4 | 469
02.11. | 5 | 469
02.11. | 6 | 469
02.11. | 7 | 469
02.11. | 8 | 469
02.11. | 9 | 469
02.11. | 10 | 469
02.11. | 11 | 469
02.11. | 12 | 469
02.11. | 13 | 469
02.11. | 14 | 469
02.11. | 15 | 469
02.11. | 16 | 469
02.11. | 17 | 469
02.11. | 18 | 469
02.11. | 19 | 469
02.11. | 20 | 469
02.11. | 21 | 469
02.11. | 22 | 469
02.11. | 23 | 469
02.11. | 24 | 469
03.11. | 1 | 469
03.11. | 2 | 469
03.11. | 3 | 469
03.11. | 4 | 469
03.11. | 5 | 469
03.11. | 6 | 469
03.11. | 7 | 469
03.11. | 8 | 469
03.11. | 9 | 469
03.11. | 10 | 469
03.11. | 11 | 469
03.11. | 12 | 469
03.11. | 13 | 469
03.11. | 14 | 469
03.11. | 15 | 469
03.11. | 16 | 469
03.11. | 17 | 469
03.11. | 18 | 469
03.11. | 19 | 469
03.11. | 20 | 469
03.11. | 21 | 469
03.11. | 22 | 469
03.11. | 23 | 469
03.11. | 24 | 469
04.11. | 1 | 469
04.11. | 2 | 469
04.11. | 3 | 469
04.11. | 4 | 469
04.11. | 5 | 469
04.11. | 6 | 469
04.11. | 7 | 469
04.11. | 8 | 469
04.11. | 9 | 469
04.11. | 10 | 469
04.11. | 11 | 469
04.11. | 12 | 469
04.11. | 13 | 469
04.11. | 14 | 469
04.11. | 15 | 469
04.11. | 16 | 469
04.11. | 17 | 469
04.11. | 18 | 469
04.11. | 19 | 469
04.11. | 20 | 469
04.11. | 21 | 469
04.11. | 22 | 469
04.11. | 23 | 469
04.11. | 24 | 469
05.11. | 1 | 469
05.11. | 2 | 469
05.11. | 3 | 469
05.11. | 4 | 469
05.11. | 5 | 469
05.11. | 6 | 469
05.11. | 7 | 469
05.11. | 8 | 469
05.11. | 9 | 469
05.11. | 10 | 469
05.11. | 11 | 469
05.11. | 12 | 469
05.11. | 13 | 469
05.11. | 14 | 469
05.11. | 15 | 469
05.11. | 16 | 469
05.11. | 17 | 469
05.11. | 18 | 469
05.11. | 19 | 469
05.11. | 20 | 469
05.11. | 21 | 469
05.11. | 22 | 469
05.11. | 23 | 469
05.11. | 24 | 469
06.11. | 1 | 469
06.11. | 2 | 469
06.11. | 3 | 469
06.11. | 4 | 469
06.11. | 5 | 469
06.11. | 6 | 469
06.11. | 7 | 469
06.11. | 8 | 469
06.11. | 9 | 469
06.11. | 10 | 469
06.11. | 11 | 469
06.11. | 12 | 469
06.11. | 13 | 469
06.11. | 14 | 469
06.11. | 15 | 469
06.11. | 16 | 469
06.11. | 17 | 469
06.11. | 18 | 469
06.11. | 19 | 469
06.11. | 20 | 469
06.11. | 21 | 469
06.11. | 22 | 469
06.11. | 23 | 469
06.11. | 24 | 469
07.11. | 1 | 469
07.11. | 2 | 469
07.11. | 3 | 469
07.11. | 4 | 469
07.11. | 5 | 469
07.11. | 6 | 469
07.11. | 7 | 469
07.11. | 8 | 469
07.11. | 9 | 469
07.11. | 10 | 469
07.11. | 11 | 469
07.11. | 12 | 469
07.11. | 13 | 469
07.11. | 14 | 469
07.11. | 15 | 469
07.11. | 16 | 469
07.11. | 17 | 469
07.11. | 18 | 469
07.11. | 19 | 469
07.11. | 20 | 469
07.11. | 21 | 469
07.11. | 22 | 469
07.11. | 23 | 469
07.11. | 24 | 469
08.11. | 1 | 469
08.11. | 2 | 469
08.11. | 3 | 469
08.11. | 4 | 469
08.11. | 5 | 469
08.11. | 6 | 469
08.11. | 7 | 469
08.11. | 8 | 469
08.11. | 9 | 469
08.11. | 10 | 469
08.11. | 11 | 469
08.11. | 12 | 469
08.11. | 13 | 469
08.11. | 14 | 469
08.11. | 15 | 469
08.11. | 16 | 469
08.11. | 17 | 469
08.11. | 18 | 469
08.11. | 19 | 469
08.11. | 20 | 469
08.11. | 21 | 469
08.11. | 22 | 469
08.11. | 23 | 469
08.11. | 24 | 469
09.11. | 1 | 469
09.11. | 2 | 469
09.11. | 3 | 469
09.11. | 4 | 469
09.11. | 5 | 469
09.11. | 6 | 469
09.11. | 7 | 469
09.11. | 8 | 469
09.11. | 9 | 469
09.11. | 10 | 469
09.11. | 11 | 469
09.11. | 12 | 469
09.11. | 13 | 469
09.11. | 14 | 469
09.11. | 15 | 469
09.11. | 16 | 469
09.11. | 17 | 469
09.11. | 18 | 469
09.11. | 19 | 469
09.11. | 20 | 469
09.11. | 21 | 469
09.11. | 22 | 469
09.11. | 23 | 469
09.11. | 24 | 469
10.11. | 1 | 469
10.11. | 2 | 469
10.11. | 3 | 469
10.11. | 4 | 469
10.11. | 5 | 469
10.11. | 6 | 469
10.11. | 7 | 469
10.11. | 8 | 469
10.11. | 9 | 469
10.11. | 10 | 469
10.11. | 11 | 469
10.11. | 12 | 469
10.11. | 13 | 469
10.11. | 14 | 469
10.11. | 15 | 469
10.11. | 16 | 469
10.11. | 17 | 469
10.11. | 18 | 469
10.11. | 19 | 469
10.11. | 20 | 469
10.11. | 21 | 469
10.11. | 22 | 469
10.11. | 23 | 469
10.11. | 24 | 469
11.11. | 1 | 469
11.11. | 2 | 469
11.11. | 3 | 469
11.11. | 4 | 469
11.11. | 5 | 469
11.11. | 6 | 469
11.11. | 7 | 469
11.11. | 8 | 469
11.11. | 9 | 469
11.11. | 10 | 469
11.11. | 11 | 469
11.11. | 12 | 469
11.11. | 13 | 469
11.11. | 14 | 469
11.11. | 15 | 469
11.11. | 16 | 469
11.11. | 17 | 469
11.11. | 18 | 469
11.11. | 19 | 469
11.11. | 20 | 469
11.11. | 21 | 469
11.11. | 22 | 469
11.11. | 23 | 469
11.11. | 24 | 469
12.11. | 1 | 469
12.11. | 2 | 469
12.11. | 3 | 469
12.11. | 4 | 469
12.11. | 5 | 469
12.11. | 6 | 469
12.11. | 7 | 469
12.11. | 8 | 469
12.11. | 9 | 469
12.11. | 10 | 469
12.11. | 11 | 469
12.11. | 12 | 469
12.11. | 13 | 469
12.11. | 14 | 469
12.11. | 15 | 469
12.11. | 16 | 469
12.11. | 17 | 469
12.11. | 18 | 469
12.11. | 19 | 469
12.11. | 20 | 469
12.11. | 21 | 469
12.11. | 22 | 469
12.11. | 23 | 469
12.11. | 24 | 469
13.11. | 1 | 469
13.11. | 2 | 469
13.11. | 3 | 469
13.11. | 4 | 469
13.11. | 5 | 469
13.11. | 6 | 469
13.11. | 7 | 469
13.11. | 8 | 469
13.11. | 9 | 469
13.11. | 10 | 469
13.11. | 11 | 469
13.11. | 12 | 469
13.11. | 13 | 469
13.11. | 14 | 469
13.11. | 15 | 469
13.11. | 16 | 469
13.11. | 17 | 469
13.11. | 18 | 469
13.11. | 19 | 469
13.11. | 20 | 469
13.11. | 21 | 469
13.11. | 22 | 469
13.11. | 23 | 469
13.11. | 24 | 469
14.11. | 1 | 469
14.11. | 2 | 469
14.11. | 3 | 469
14.11. | 4 | 469
14.11. | 5 | 469
14.11. | 6 | 469
14.11. | 7 | 469
14.11. | 8 | 469
14.11. | 9 | 469
14.11. | 10 | 469
14.11. | 11 | 469
14.11. | 12 | 469
14.11. | 13 | 469
14.11. | 14 | 469
14.11. | 15 | 469
14.11. | 16 | 469
14.11. | 17 | 469
14.11. | 18 | 469
14.11. | 19 | 469
14.11. | 20 | 469
14.11. | 21 | 469
14.11. | 22 | 469
14.11. | 23 | 469
14.11. | 24 | 469
15.11. | 1 | 469
15.11. | 2 | 469
15.11. | 3 | 469
15.11. | 4 | 469
15.11. | 5 | 469
15.11. | 6 | 469
15.11. | 7 | 469
15.11. | 8 | 469
15.11. | 9 | 469
15.11. | 10 | 469
15.11. | 11 | 469
15.11. | 12 | 469
15.11. | 13 | 469
15.11. | 14 | 469
15.11. | 15 | 469
15.11. | 16 | 469
15.11. | 17 | 469
15.11. | 18 | 469
15.11. | 19 | 469
15.11. | 20 | 469
15.11. | 21 | 469
15.11. | 22 | 469
15.11. | 23 | 469
15.11. | 24 | 469
16.11. | 1 | 469
16.11. | 2 | 469
16.11. | 3 | 469
16.11. | 4 | 469
16.11. | 5 | 469
16.11. | 6 | 469
16.11. | 7 | 469
16.11. | 8 | 469
16.11. | 9 | 469
16.11. | 10 | 469
16.11. | 11 | 469
16.11. | 12 | 469
16.11. | 13 | 469
16.11. | 14 | 469
16.11. | 15 | 469
16.11. | 16 | 469
16.11. | 17 | 469
16.11. | 18 | 469
16.11. | 19 | 469
16.11. | 20 | 469
16.11. | 21 | 469
16.11. | 22 | 469
16.11. | 23 | 469
16.11. | 24 | 469
17.11. | 1 | 469
17.11. | 2 | 469
17.11. | 3 | 469
17.11. | 4 | 469
17.11. | 5 | 469
17.11. | 6 | 469
17.11. | 7 | 469
17.11. | 8 | 469
17.11. | 9 | 469
17.11. | 10 | 469
17.11. | 11 | 469
17.11. | 12 | 469
17.11. | 13 | 469
17.11. | 14 | 469
17.11. | 15 | 469
17.11. | 16 | 469
17.11. | 17 | 469
17.11. | 18 | 469
17.11. | 19 | 469
17.11. | 20 | 469
17.11. | 21 | 469
17.11. | 22 | 469
17.11. | 23 | 469
17.11. | 24 | 469
18.11. | 1 | 469
18.11. | 2 | 469
18.11. | 3 | 469
18.11. | 4 | 469
18.11. | 5 | 469
18.11. | 6 | 469
18.11. | 7 | 469
18.11. | 8 | 469
18.11. | 9 | 469
18.11. | 10 | 469
18.11. | 11 | 469
18.11. | 12 | 469
18.11. | 13 | 469
18.11. | 14 | 469
18.11. | 15 | 469
18.11. | 16 | 469
18.11. | 17 | 469
18.11. | 18 | 469
18.11. | 19 | 469
18.11. | 20 | 469
18.11. | 21 | 469
18.11. | 22 | 469
18.11. | 23 | 469
18.11. | 24 | 469
19.11. | 1 | 469
19.11. | 2 | 469
19.11. | 3 | 469
19.11. | 4 | 469
19.11. | 5 | 469
19.11. | 6 | 469
19.11. | 7 | 469
19.11. | 8 | 469
19.11. | 9 | 469
19.11. | 10 | 469
19.11. | 11 | 469
19.11. | 12 | 469
19.11. | 13 | 469
19.11. | 14 | 469
19.11. | 15 | 469
19.11. | 16 | 469
19.11. | 17 | 469
19.11. | 18 | 469
19.11. | 19 | 469
19.11. | 20 | 469
19.11. | 21 | 469
19.11. | 22 | 469
19.11. | 23 | 469
19.11. | 24 | 469
20.11. | 1 | 469
20.11. | 2 | 469
20.11. | 3 | 469
20.11. | 4 | 469
20.11. | 5 | 469
20.11. | 6 | 469
20.11. | 7 | 469
20.11. | 8 | 469
20.11. | 9 | 469
20.11. | 10 | 469
20.11. | 11 | 469
20.11. | 12 | 469
20.11. | 13 | 469
20.11. | 14 | 469
20.11. | 15 | 469
20.11. | 16 | 469
20.11. | 17 | 469
20.11. | 18 | 469
20.11. | 19 | 469
20.11. | 20 | 469
20.11. | 21 | 469
20.11. | 22 | 469
20.11. | 23 | 469
20.11. | 24 | 469
21.11. | 1 | 469
21.11. | 2 | 469
21.11. | 3 | 469
21.11. | 4 | 469
21.11. | 5 | 469
21.11. | 6 | 469
21.11. | 7 | 469
21.11. | 8 | 469
21.11. | 9 | 469
21.11. | 10 | 469
21.11. | 11 | 469
21.11. | 12 | 469
21.11. | 13 | 469
21.11. | 14 | 469
21.11. | 15 | 469
21.11. | 16 | 469
21.11. | 17 | 469
21.11. | 18 | 469
21.11. | 19 | 469
21.11. | 20 | 469
21.11. | 21 | 469
21.11. | 22 | 469
21.11. | 23 | 469
21.11. | 24 | 469
22.11. | 1 | 469
22.11. | 2 | 469
22.11. | 3 | 469
22.11. | 4 | 469
22.11. | 5 | 469
22.11. | 6 | 469
22.11. | 7 | 469
22.11. | 8 | 469
22.11. | 9 | 469
22.11. | 10 | 469
22.11. | 11 | 469
22.11. | 12 | 469
22.11. | 13 | 469
22.11. | 14 | 469
22.11. | 15 | 469
22.11. | 16 | 469
22.11. | 17 | 469
22.11. | 18 | 469
22.11. | 19 | 469
22.11. | 20 | 469
22.11. | 21 | 469
22.11. | 22 | 469
22.11. | 23 | 469
22.11. | 24 | 469
23.11. | 1 | 469
23.11. | 2 | 469
23.11. | 3 | 469
23.11. | 4 | 469
23.11. | 5 | 469
23.11. | 6 | 469
23.11. | 7 | 469
23.11. | 8 | 469
23.11. | 9 | 469
23.11. | 10 | 469
23.11. | 11 | 469
23.11. | 12 | 469
23.11. | 13 | 469
23.11. | 14 | 469
23.11. | 15 | 469
23.11. | 16 | 469
23.11. | 17 | 469
23.11. | 18 | 469
23.11. | 19 | 469
23.11. | 20 | 469
23.11. | 21 | 469
23.11. | 22 | 469
23.11. | 23 | 469
23.11. | 24 | 469
24.11. | 1 | 469
24.11. | 2 | 469
24.11. | 3 | 469
24.11. | 4 | 469
24.11. | 5 | 469
24.11. | 6 | 469
24.11. | 7 | 469
24.11. | 8 | 469
24.11. | 9 | 469
24.11. | 10 | 469
24.11. | 11 | 469
24.11. | 12 | 469
24.11. | 13 | 469
24.11. | 14 | 469
24.11. | 15 | 469
24.11. | 16 | 469
24.11. | 17 | 469
24.11. | 18 | 469
24.11. | 19 | 469
24.11. | 20 | 469
24.11. | 21 | 469
24.11. | 22 | 469
24.11. | 23 | 469
24.11. | 24 | 469
25.11. | 1 | 469
25.11. | 2 | 469
25.11. | 3 | 469
25.11. | 4 | 469
25.11. | 5 | 469
25.11. | 6 | 469
25.11. | 7 | 469
25.11. | 8 | 469
25.11. | 9 | 469
25.11. | 10 | 469
25.11. | 11 | 469
25.11. | 12 | 469
25.11. | 13 | 469
25.11. | 14 | 469
25.11. | 15 | 469
25.11. | 16 | 469
25.11. | 17 | 469
25.11. | 18 | 469
25.11. | 19 | 469
25.11. | 20 | 469
25.11. | 21 | 469
25.11. | 22 | 469
25.11. | 23 | 469
25.11. | 24 | 469
26.11. | 1 | 469
26.11. | 2 | 469
26.11. | 3 | 469
26.11. | 4 | 469
26.11. | 5 | 469
26.11. | 6 | 469
26.11. | 7 | 469
26.11. | 8 | 469
26.11. | 9 | 469
26.11. | 10 | 469
26.11. | 11 | 469
26.11. | 12 | 469
26.11. | 13 | 469
26.11. | 14 | 469
26.11. | 15 | 469
26.11. | 16 | 469
26.11. | 17 | 469
26.11. | 18 | 469
26.11. | 19 | 469
26.11. | 20 | 469
26.11. | 21 | 469
26.11. | 22 | 469
26.11. | 23 | 469
26.11. | 24 | 469
27.11. | 1 | 469
27.11. | 2 | 469
27.11. | 3 | 469
27.11. | 4 | 469
27.11. | 5 | 469
27.11. | 6 | 469
27.11. | 7 | 469
27.11. | 8 | 469
27.11. | 9 | 469
27.11. | 10 | 469
27.11. | 11 | 469
27.11. | 12 | 469
27.11. | 13 | 469
27.11. | 14 | 469
27.11. | 15 | 469
27.11. | 16 | 469
27.11. | 17 | 469
27.11. | 18 | 469
27.11. | 19 | 469
27.11. | 20 | 469
27.11. | 21 | 469
27.11. | 22 | 469
27.11. | 23 | 469
27.11. | 24 | 469
28.11. | 1 | 469
28.11. | 2 | 469
28.11. | 3 | 469
28.11. | 4 | 469
28.11. | 5 | 469
28.11. | 6 | 469
28.11. | 7 | 469
28.11. | 8 | 469
28.11. | 9 | 469
28.11. | 10 | 469
28.11. | 11 | 469
28.11. | 12 | 469
28.11. | 13 | 469
28.11. | 14 | 469
28.11. | 15 | 469
28.11. | 16 | 469
28.11. | 17 | 469
28.11. | 18 | 469
28.11. | 19 | 469
28.11. | 20 | 469
28.11. | 21 | 469
28.11. | 22 | 469
28.11. | 23 | 469
28.11. | 24 | 469
29.11. | 1 | 469
29.11. | 2 | 469
29.11. | 3 | 469
29.11. | 4 | 469
29.11. | 5 | 469
29.11. | 6 | 469
29.11. | 7 | 469
29.11. | 8 | 469
29.11. | 9 | 469
29.11. | 10 | 469
29.11. | 11 | 469
29.11. | 12 | 469
29.11. | 13 | 469
29.11. | 14 | 469
29.11. | 15 | 469
29.11. | 16 | 469
29.11. | 17 | 469
29.11. | 18 | 469
29.11. | 19 | 469
29.11. | 20 | 469
29.11. | 21 | 469
29.11. | 22 | 469
29.11. | 23 | 469
29.11. | 24 | 469
30.11. | 1 | 469
30.11. | 2 | 469
30.11. | 3 | 469
30.11. | 4 | 469
30.11. | 5 | 469
30.11. | 6 | 469
30.11. | 7 | 469
30.11. | 8 | 469
30.11. | 9 | 469
30.11. | 10 | 469
30.11. | 11 | 469
30.11. | 12 | 469
30.11. | 13 | 469
30.11. | 14 | 469
30.11. | 15 | 469
30.11. | 16 | 469
30.11. | 17 | 469
30.11. | 18 | 469
30.11. | 19 | 469
30.11. | 20 | 469
30.11. | 21 | 469
30.11. | 22 | 469
30.11. | 23 | 469
30.11. | 24 | 469
01.12. | 1 | 469
01.12. | 2 | 469
01.12. | 3 | 469
01.12. | 4 | 469
01.12. | 5 | 469
01.12. | 6 | 469
01.12. | 7 | 469
01.12. | 8 | 469
01.12. | 9 | 469
01.12. | 10 | 469
01.12. | 11 | 469
01.12. | 12 | 469
01.12. | 13 | 469
01.12. | 14 | 469
01.12. | 15 | 469
01.12. | 16 | 469
01.12. | 17 | 469
01.12. | 18 | 469
01.12. | 19 | 469
01.12. | 20 | 469
01.12. | 21 | 469
01.12. | 22 | 469
01.12. | 23 | 469
01.12. | 24 | 469
02.12. | 1 | 469
02.12. | 2 | 469
02.12. | 3 | 469
02.12. | 4 | 469
02.12. | 5 | 469
02.12. | 6 | 469
02.12. | 7 | 469
02.12. | 8 | 469
02.12. | 9 | 469
02.12. | 10 | 469
02.12. | 11 | 469
02.12. | 12 | 469
02.12. | 13 | 469
02.12. | 14 | 469
02.12. | 15 | 469
02.12. | 16 | 469
02.12. | 17 | 469
02.12. | 18 | 469
02.12. | 19 | 469
02.12. | 20 | 469
02.12. | 21 | 469
02.12. | 22 | 469
02.12. | 23 | 469
02.12. | 24 | 469
03.12. | 1 | 469
03.12. | 2 | 469
03.12. | 3 | 469
03.12. | 4 | 469
03.12. | 5 | 469
03.12. | 6 | 469
03.12. | 7 | 469
03.12. | 8 | 469
03.12. | 9 | 469
03.12. | 10 | 469
03.12. | 11 | 469
03.12. | 12 | 469
03.12. | 13 | 469
03.12. | 14 | 469
03.12. | 15 | 469
03.12. | 16 | 469
03.12. | 17 | 469
03.12. | 18 | 469
03.12. | 19 | 469
03.12. | 20 | 469
03.12. | 21 | 469
03.12. | 22 | 469
03.12. | 23 | 469
03.12. | 24 | 469
04.12. | 1 | 469
04.12. | 2 | 469
04.12. | 3 | 469
04.12. | 4 | 469
04.12. | 5 | 469
04.12. | 6 | 469
04.12. | 7 | 469
04.12. | 8 | 469
04.12. | 9 | 469
04.12. | 10 | 469
04.12. | 11 | 469
04.12. | 12 | 469
04.12. | 13 | 469
04.12. | 14 | 469
04.12. | 15 | 469
04.12. | 16 | 469
04.12. | 17 | 469
04.12. | 18 | 469
04.12. | 19 | 469
04.12. | 20 | 469
04.12. | 21 | 469
04.12. | 22 | 469
04.12. | 23 | 469
04.12. | 24 | 469
05.12. | 1 | 469
05.12. | 2 | 469
05.12. | 3 | 469
05.12. | 4 | 469
05.12. | 5 | 469
05.12. | 6 | 469
05.12. | 7 | 469
05.12. | 8 | 469
05.12. | 9 | 469
05.12. | 10 | 469
05.12. | 11 | 469
05.12. | 12 | 469
05.12. | 13 | 469
05.12. | 14 | 469
05.12. | 15 | 469
05.12. | 16 | 469
05.12. | 17 | 469
05.12. | 18 | 469
05.12. | 19 | 469
05.12. | 20 | 469
05.12. | 21 | 469
05.12. | 22 | 469
05.12. | 23 | 469
05.12. | 24 | 469
06.12. | 1 | 469
06.12. | 2 | 469
06.12. | 3 | 469
06.12. | 4 | 469
06.12. | 5 | 469
06.12. | 6 | 469
06.12. | 7 | 469
06.12. | 8 | 469
06.12. | 9 | 469
06.12. | 10 | 469
06.12. | 11 | 469
06.12. | 12 | 469
06.12. | 13 | 469
06.12. | 14 | 469
06.12. | 15 | 469
06.12. | 16 | 469
06.12. | 17 | 469
06.12. | 18 | 469
06.12. | 19 | 469
06.12. | 20 | 469
06.12. | 21 | 469
06.12. | 22 | 469
06.12. | 23 | 469
06.12. | 24 | 469
07.12. | 1 | 469
07.12. | 2 | 469
07.12. | 3 | 469
07.12. | 4 | 469
07.12. | 5 | 469
07.12. | 6 | 469
07.12. | 7 | 469
07.12. | 8 | 469
07.12. | 9 | 469
07.12. | 10 | 469
07.12. | 11 | 469
07.12. | 12 | 469
07.12. | 13 | 469
07.12. | 14 | 469
07.12. | 15 | 469
07.12. | 16 | 469
07.12. | 17 | 469
07.12. | 18 | 469
07.12. | 19 | 469
07.12. | 20 | 469
07.12. | 21 | 469
07.12. | 22 | 469
07.12. | 23 | 469
07.12. | 24 | 469
08.12. | 1 | 469
08.12. | 2 | 469
08.12. | 3 | 469
08.12. | 4 | 469
08.12. | 5 | 469
08.12. | 6 | 469
08.12. | 7 | 469
08.12. | 8 | 469
08.12. | 9 | 469
08.12. | 10 | 469
08.12. | 11 | 469
08.12. | 12 | 469
08.12. | 13 | 469
08.12. | 14 | 469
08.12. | 15 | 469
08.12. | 16 | 469
08.12. | 17 | 469
08.12. | 18 | 469
08.12. | 19 | 469
08.12. | 20 | 469
08.12. | 21 | 469
08.12. | 22 | 469
08.12. | 23 | 469
08.12. | 24 | 469
09.12. | 1 | 469
09.12. | 2 | 469
09.12. | 3 | 469
09.12. | 4 | 469
09.12. | 5 | 469
09.12. | 6 | 469
09.12. | 7 | 469
09.12. | 8 | 469
09.12. | 9 | 469
09.12. | 10 | 469
09.12. | 11 | 469
09.12. | 12 | 469
09.12. | 13 | 469
09.12. | 14 | 469
09.12. | 15 | 469
09.12. | 16 | 469
09.12. | 17 | 469
09.12. | 18 | 469
09.12. | 19 | 469
09.12. | 20 | 469
09.12. | 21 | 469
09.12. | 22 | 469
09.12. | 23 | 469
09.12. | 24 | 469
10.12. | 1 | 469
10.12. | 2 | 469
10.12. | 3 | 469
10.12. | 4 | 469
10.12. | 5 | 469
10.12. | 6 | 469
10.12. | 7 | 469
10.12. | 8 | 469
10.12. | 9 | 469
10.12. | 10 | 469
10.12. | 11 | 469
10.12. | 12 | 469
10.12. | 13 | 469
10.12. | 14 | 469
10.12. | 15 | 469
10.12. | 16 | 469
10.12. | 17 | 469
10.12. | 18 | 469
10.12. | 19 | 469
10.12. | 20 | 469
10.12. | 21 | 469
10.12. | 22 | 469
10.12. | 23 | 469
10.12. | 24 | 469
11.12. | 1 | 469
11.12. | 2 | 469
11.12. | 3 | 469
11.12. | 4 | 469
11.12. | 5 | 469
11.12. | 6 | 469
11.12. | 7 | 469
11.12. | 8 | 469
11.12. | 9 | 469
11.12. | 10 | 469
11.12. | 11 | 469
11.12. | 12 | 469
11.12. | 13 | 469
11.12. | 14 | 469
11.12. | 15 | 469
11.12. | 16 | 469
11.12. | 17 | 469
11.12. | 18 | 469
11.12. | 19 | 469
11.12. | 20 | 469
11.12. | 21 | 469
11.12. | 22 | 469
11.12. | 23 | 469
11.12. | 24 | 469
12.12. | 1 | 469
12.12. | 2 | 469
12.12. | 3 | 469
12.12. | 4 | 469
12.12. | 5 | 469
12.12. | 6 | 469
12.12. | 7 | 469
12.12. | 8 | 469
12.12. | 9 | 469
12.12. | 10 | 469
12.12. | 11 | 469
12.12. | 12 | 469
12.12. | 13 | 469
12.12. | 14 | 469
12.12. | 15 | 469
12.12. | 16 | 469
12.12. | 17 | 469
12.12. | 18 | 469
12.12. | 19 | 469
12.12. | 20 | 469
12.12. | 21 | 469
12.12. | 22 | 469
12.12. | 23 | 469
12.12. | 24 | 469
13.12. | 1 | 469
13.12. | 2 | 469
13.12. | 3 | 469
13.12. | 4 | 469
13.12. | 5 | 469
13.12. | 6 | 469
13.12. | 7 | 469
13.12. | 8 | 469
13.12. | 9 | 469
13.12. | 10 | 469
13.12. | 11 | 469
13.12. | 12 | 469
13.12. | 13 | 469
13.12. | 14 | 469
13.12. | 15 | 469
13.12. | 16 | 469
13.12. | 17 | 469
13.12. | 18 | 469
13.12. | 19 | 469
13.12. | 20 | 469
13.12. | 21 | 469
13.12. | 22 | 469
13.12. | 23 | 469
13.12. | 24 | 469
14.12. | 1 | 469
14.12. | 2 | 469
14.12. | 3 | 469
14.12. | 4 | 469
14.12. | 5 | 469
14.12. | 6 | 469
14.12. | 7 | 469
14.12. | 8 | 469
14.12. | 9 | 469
14.12. | 10 | 469
14.12. | 11 | 469
14.12. | 12 | 469
14.12. | 13 | 469
14.12. | 14 | 469
14.12. | 15 | 469
14.12. | 16 | 469
14.12. | 17 | 469
14.12. | 18 | 469
14.12. | 19 | 469
14.12. | 20 | 469
14.12. | 21 | 469
14.12. | 22 | 469
14.12. | 23 | 469
14.12. | 24 | 469
15.12. | 1 | 469
15.12. | 2 | 469
15.12. | 3 | 469
15.12. | 4 | 469
15.12. | 5 | 469
15.12. | 6 | 469
15.12. | 7 | 469
15.12. | 8 | 469
15.12. | 9 | 469
15.12. | 10 | 469
15.12. | 11 | 469
15.12. | 12 | 469
15.12. | 13 | 469
15.12. | 14 | 469
15.12. | 15 | 469
15.12. | 16 | 469
15.12. | 17 | 469
15.12. | 18 | 469
15.12. | 19 | 469
15.12. | 20 | 469
15.12. | 21 | 469
15.12. | 22 | 469
15.12. | 23 | 469
15.12. | 24 | 469
16.12. | 1 | 469
16.12. | 2 | 469
16.12. | 3 | 469
16.12. | 4 | 469
16.12. | 5 | 469
16.12. | 6 | 469
16.12. | 7 | 469
16.12. | 8 | 469
16.12. | 9 | 469
16.12. | 10 | 469
16.12. | 11 | 469
16.12. | 12 | 469
16.12. | 13 | 469
16.12. | 14 | 469
16.12. | 15 | 469
16.12. | 16 | 469
16.12. | 17 | 469
16.12. | 18 | 469
16.12. | 19 | 469
16.12. | 20 | 469
16.12. | 21 | 469
16.12. | 22 | 469
16.12. | 23 | 469
16.12. | 24 | 469
17.12. | 1 | 469
17.12. | 2 | 469
17.12. | 3 | 469
17.12. | 4 | 469
17.12. | 5 | 469
17.12. | 6 | 469
17.12. | 7 | 469
17.12. | 8 | 469
17.12. | 9 | 469
17.12. | 10 | 469
17.12. | 11 | 469
17.12. | 12 | 469
17.12. | 13 | 469
17.12. | 14 | 469
17.12. | 15 | 469
17.12. | 16 | 469
17.12. | 17 | 469
17.12. | 18 | 469
17.12. | 19 | 469
17.12. | 20 | 469
17.12. | 21 | 469
17.12. | 22 | 469
17.12. | 23 | 469
17.12. | 24 | 469
18.12. | 1 | 469
18.12. | 2 | 469
18.12. | 3 | 469
18.12. | 4 | 469
18.12. | 5 | 469
18.12. | 6 | 469
18.12. | 7 | 469
18.12. | 8 | 469
18.12. | 9 | 469
18.12. | 10 | 469
18.12. | 11 | 469
18.12. | 12 | 469
18.12. | 13 | 469
18.12. | 14 | 469
18.12. | 15 | 469
18.12. | 16 | 469
18.12. | 17 | 469
18.12. | 18 | 469
18.12. | 19 | 469
18.12. | 20 | 469
18.12. | 21 | 469
18.12. | 22 | 469
18.12. | 23 | 469
18.12. | 24 | 469
19.12. | 1 | 469
19.12. | 2 | 469
19.12. | 3 | 469
19.12. | 4 | 469
19.12. | 5 | 469
19.12. | 6 | 469
19.12. | 7 | 469
19.12. | 8 | 469
19.12. | 9 | 469
19.12. | 10 | 469
19.12. | 11 | 469
19.12. | 12 | 469
19.12. | 13 | 469
19.12. | 14 | 469
19.12. | 15 | 469
19.12. | 16 | 469
19.12. | 17 | 469
19.12. | 18 | 469
19.12. | 19 | 469
19.12. | 20 | 469
19.12. | 21 | 469
19.12. | 22 | 469
19.12. | 23 | 469
19.12. | 24 | 469
20.12. | 1 | 469
20.12. | 2 | 469
20.12. | 3 | 469
20.12. | 4 | 469
20.12. | 5 | 469
20.12. | 6 | 469
20.12. | 7 | 469
20.12. | 8 | 469
20.12. | 9 | 469
20.12. | 10 | 469
20.12. | 11 | 469
20.12. | 12 | 469
20.12. | 13 | 469
20.12. | 14 | 469
20.12. | 15 | 469
20.12. | 16 | 469
20.12. | 17 | 469
20.12. | 18 | 469
20.12. | 19 | 469
20.12. | 20 | 469
20.12. | 21 | 469
20.12. | 22 | 469
20.12. | 23 | 469
20.12. | 24 | 469
21.12. | 1 | 469
21.12. | 2 | 469
21.12. | 3 | 469
21.12. | 4 | 469
21.12. | 5 | 469
21.12. | 6 | 469
21.12. | 7 | 469
21.12. | 8 | 469
21.12. | 9 | 469
21.12. | 10 | 469
21.12. | 11 | 469
21.12. | 12 | 469
21.12. | 13 | 469
21.12. | 14 | 469
21.12. | 15 | 469
21.12. | 16 | 469
21.12. | 17 | 469
21.12. | 18 | 469
21.12. | 19 | 469
21.12. | 20 | 469
21.12. | 21 | 469
21.12. | 22 | 469
21.12. | 23 | 469
21.12. | 24 | 469
22.12. | 1 | 469
22.12. | 2 | 469
22.12. | 3 | 469
22.12. | 4 | 469
22.12. | 5 | 469
22.12. | 6 | 469
22.12. | 7 | 469
22.12. | 8 | 469
22.12. | 9 | 469
22.12. | 10 | 469
22.12. | 11 | 469
22.12. | 12 | 469
22.12. | 13 | 469
22.12. | 14 | 469
22.12. | 15 | 469
22.12. | 16 | 469
22.12. | 17 | 469
22.12. | 18 | 469
22.12. | 19 | 469
22.12. | 20 | 469
22.12. | 21 | 469
22.12. | 22 | 469
22.12. | 23 | 469
22.12. | 24 | 469
23.12. | 1 | 469
23.12. | 2 | 469
23.12. | 3 | 469
23.12. | 4 | 469
23.12. | 5 | 469
23.12. | 6 | 469
23.12. | 7 | 469
23.12. | 8 | 469
23.12. | 9 | 469
23.12. | 10 | 469
23.12. | 11 | 469
23.12. | 12 | 469
23.12. | 13 | 469
23.12. | 14 | 469
23.12. | 15 | 469
23.12. | 16 | 469
23.12. | 17 | 469
23.12. | 18 | 469
23.12. | 19 | 469
23.12. | 20 | 469
23.12. | 21 | 469
23.12. | 22 | 469
23.12. | 23 | 469
23.12. | 24 | 469
24.12. | 1 | 469
24.12. | 2 | 469
24.12. | 3 | 469
24.12. | 4 | 469
24.12. | 5 | 469
24.12. | 6 | 469
24.12. | 7 | 469
24.12. | 8 | 469
24.12. | 9 | 469
24.12. | 10 | 469
24.12. | 11 | 469
24.12. | 12 | 469
24.12. | 13 | 469
24.12. | 14 | 469
24.12. | 15 | 469
24.12. | 16 | 469
24.12. | 17 | 469
24.12. | 18 | 469
24.12. | 19 | 469
24.12. | 20 | 469
24.12. | 21 | 469
24.12. | 22 | 469
24.12. | 23 | 469
24.12. | 24 | 469
25.12. | 1 | 469
25.12. | 2 | 469
25.12. | 3 | 469
25.12. | 4 | 469
25.12. | 5 | 469
25.12. | 6 | 469
25.12. | 7 | 469
25.12. | 8 | 469
25.12. | 9 | 469
25.12. | 10 | 469
25.12. | 11 | 469
25.12. | 12 | 469
25.12. | 13 | 469
25.12. | 14 | 469
25.12. | 15 | 469
25.12. | 16 | 469
25.12. | 17 | 469
25.12. | 18 | 469
25.12. | 19 | 469
25.12. | 20 | 469
25.12. | 21 | 469
25.12. | 22 | 469
25.12. | 23 | 469
25.12. | 24 | 469
26.12. | 1 | 469
26.12. | 2 | 469
26.12. | 3 | 469
26.12. | 4 | 469
26.12. | 5 | 469
26.12. | 6 | 469
26.12. | 7 | 469
26.12. | 8 | 469
26.12. | 9 | 469
26.12. | 10 | 469
26.12. | 11 | 469
26.12. | 12 | 469
26.12. | 13 | 469
26.12. | 14 | 469
26.12. | 15 | 469
26.12. | 16 | 469
26.12. | 17 | 469
26.12. | 18 | 469
26.12. | 19 | 469
26.12. | 20 | 469
26.12. | 21 | 469
26.12. | 22 | 469
26.12. | 23 | 469
26.12. | 24 | 469
27.12. | 1 | 469
27.12. | 2 | 469
27.12. | 3 | 469
27.12. | 4 | 469
27.12. | 5 | 469
27.12. | 6 | 469
27.12. | 7 | 469
27.12. | 8 | 469
27.12. | 9 | 469
27.12. | 10 | 469
27.12. | 11 | 469
27.12. | 12 | 469
27.12. | 13 | 469
27.12. | 14 | 469
27.12. | 15 | 469
27.12. | 16 | 469
27.12. | 17 | 469
27.12. | 18 | 469
27.12. | 19 | 469
27.12. | 20 | 469
27.12. | 21 | 469
27.12. | 22 | 469
27.12. | 23 | 469
27.12. | 24 | 469
28.12. | 1 | 469
28.12. | 2 | 469
28.12. | 3 | 469
28.12. | 4 | 469
28.12. | 5 | 469
28.12. | 6 | 469
28.12. | 7 | 469
28.12. | 8 | 469
28.12. | 9 | 469
28.12. | 10 | 469
28.12. | 11 | 469
28.12. | 12 | 469
28.12. | 13 | 469
28.12. | 14 | 469
28.12. | 15 | 469
28.12. | 16 | 469
28.12. | 17 | 469
28.12. | 18 | 469
28.12. | 19 | 469
28.12. | 20 | 469
28.12. | 21 | 469
28.12. | 22 | 469
28.12. | 23 | 469
28.12. | 24 | 469
29.12. | 1 | 469
29.12. | 2 | 469
29.12. | 3 | 469
29.12. | 4 | 469
29.12. | 5 | 469
29.12. | 6 | 469
29.12. | 7 | 469
29.12. | 8 | 469
29.12. | 9 | 469
29.12. | 10 | 469
29.12. | 11 | 469
29.12. | 12 | 469
29.12. | 13 | 469
29.12. | 14 | 469
29.12. | 15 | 469
29.12. | 16 | 469
29.12. | 17 | 469
29.12. | 18 | 469
29.12. | 19 | 469
29.12. | 20 | 469
29.12. | 21 | 469
29.12. | 22 | 469
29.12. | 23 | 469
29.12. | 24 | 469
30.12. | 1 | 469
30.12. | 2 | 469
30.12. | 3 | 469
30.12. | 4 | 469
30.12. | 5 | 469
30.12. | 6 | 469
30.12. | 7 | 469
30.12. | 8 | 469
30.12. | 9 | 469
30.12. | 10 | 469
30.12. | 11 | 469
30.12. | 12 | 469
30.12. | 13 | 469
30.12. | 14 | 469
30.12. | 15 | 469
30.12. | 16 | 469
30.12. | 17 | 469
30.12. | 18 | 469
30.12. | 19 | 469
30.12. | 20 | 469
30.12. | 21 | 469
30.12. | 22 | 469
30.12. | 23 | 469
30.12. | 24 | 469
31.12. | 1 | 469
31.12. | 2 | 469
31.12. | 3 | 469
31.12. | 4 | 469
31.12. | 5 | 469
31.12. | 6 | 469
31.12. | 7 | 469
31.12. | 8 | 469
31.12. | 9 | 469
31.12. | 10 | 469
31.12. | 11 | 469
31.12. | 12 | 469
31.12. | 13 | 469
31.12. | 14 | 469
31.12. | 15 | 469
31.12. | 16 | 469
31.12. | 17 | 469
31.12. | 18 | 469
31.12. | 19 | 469
31.12. | 20 | 469
31.12. | 21 | 469
31.12. | 22 | 469
31.12. | 23 | 469
31.12. | 24 | 469

## Exchanges
ENTSO-E Market Modelling Database: Exchanges with non-ENTSO-E countries
Country:
Market Node: | PT00
Year:
Climate year |  |  | N.B. use convention first January always Monday (2007 calendar year) --> see guidelines for further details
Scenario
name of the non-ENTSOE country:
average import capacity from non-ENTSO-E country (MW) (optional):
average export capacity to non-ENTSO-E country (MW) (optional):
name of the non-ENTSOE country:
average import capacity from non-ENTSO-E country (MW) (optional):
average export capacity to non-ENTSO-E country (MW) (optional):
name of the non-ENTSOE country:
average import capacity from non-ENTSO-E country (MW) (optional):
average export capacity to non-ENTSO-E country (MW) (optional):
name of the non-ENTSOE country:
average import capacity from non-ENTSO-E country (MW) (optional):
average export capacity to non-ENTSO-E country (MW) (optional):
name of the non-ENTSOE country:
average import capacity from non-ENTSO-E country (MW) (optional):
average export capacity to non-ENTSO-E country (MW) (optional):
Date | Hour | Total exchanges with all non ENTSO-E countries (MW) (>0 for import)
01.01. | 1
01.01. | 2
01.01. | 3
01.01. | 4
01.01. | 5
01.01. | 6
01.01. | 7
01.01. | 8
01.01. | 9
01.01. | 10
01.01. | 11
01.01. | 12
01.01. | 13
01.01. | 14
01.01. | 15
01.01. | 16
01.01. | 17
01.01. | 18
01.01. | 19
01.01. | 20
01.01. | 21
01.01. | 22
01.01. | 23
01.01. | 24
02.01. | 1
02.01. | 2
02.01. | 3
02.01. | 4
02.01. | 5
02.01. | 6
02.01. | 7
02.01. | 8
02.01. | 9
02.01. | 10
02.01. | 11
02.01. | 12
02.01. | 13
02.01. | 14
02.01. | 15
02.01. | 16
02.01. | 17
02.01. | 18
02.01. | 19
02.01. | 20
02.01. | 21
02.01. | 22
02.01. | 23
02.01. | 24
03.01. | 1
03.01. | 2
03.01. | 3
03.01. | 4
03.01. | 5
03.01. | 6
03.01. | 7
03.01. | 8
03.01. | 9
03.01. | 10
03.01. | 11
03.01. | 12
03.01. | 13
03.01. | 14
03.01. | 15
03.01. | 16
03.01. | 17
03.01. | 18
03.01. | 19
03.01. | 20
03.01. | 21
03.01. | 22
03.01. | 23
03.01. | 24
04.01. | 1
04.01. | 2
04.01. | 3
04.01. | 4
04.01. | 5
04.01. | 6
04.01. | 7
04.01. | 8
04.01. | 9
04.01. | 10
04.01. | 11
04.01. | 12
04.01. | 13
04.01. | 14
04.01. | 15
04.01. | 16
04.01. | 17
04.01. | 18
04.01. | 19
04.01. | 20
04.01. | 21
04.01. | 22
04.01. | 23
04.01. | 24
05.01. | 1
05.01. | 2
05.01. | 3
05.01. | 4
05.01. | 5
05.01. | 6
05.01. | 7
05.01. | 8
05.01. | 9
05.01. | 10
05.01. | 11
05.01. | 12
05.01. | 13
05.01. | 14
05.01. | 15
05.01. | 16
05.01. | 17
05.01. | 18
05.01. | 19
05.01. | 20
05.01. | 21
05.01. | 22
05.01. | 23
05.01. | 24
06.01. | 1
06.01. | 2
06.01. | 3
06.01. | 4
06.01. | 5
06.01. | 6
06.01. | 7
06.01. | 8
06.01. | 9
06.01. | 10
06.01. | 11
06.01. | 12
06.01. | 13
06.01. | 14
06.01. | 15
06.01. | 16
06.01. | 17
06.01. | 18
06.01. | 19
06.01. | 20
06.01. | 21
06.01. | 22
06.01. | 23
06.01. | 24
07.01. | 1
07.01. | 2
07.01. | 3
07.01. | 4
07.01. | 5
07.01. | 6
07.01. | 7
07.01. | 8
07.01. | 9
07.01. | 10
07.01. | 11
07.01. | 12
07.01. | 13
07.01. | 14
07.01. | 15
07.01. | 16
07.01. | 17
07.01. | 18
07.01. | 19
07.01. | 20
07.01. | 21
07.01. | 22
07.01. | 23
07.01. | 24
08.01. | 1
08.01. | 2
08.01. | 3
08.01. | 4
08.01. | 5
08.01. | 6
08.01. | 7
08.01. | 8
08.01. | 9
08.01. | 10
08.01. | 11
08.01. | 12
08.01. | 13
08.01. | 14
08.01. | 15
08.01. | 16
08.01. | 17
08.01. | 18
08.01. | 19
08.01. | 20
08.01. | 21
08.01. | 22
08.01. | 23
08.01. | 24
09.01. | 1
09.01. | 2
09.01. | 3
09.01. | 4
09.01. | 5
09.01. | 6
09.01. | 7
09.01. | 8
09.01. | 9
09.01. | 10
09.01. | 11
09.01. | 12
09.01. | 13
09.01. | 14
09.01. | 15
09.01. | 16
09.01. | 17
09.01. | 18
09.01. | 19
09.01. | 20
09.01. | 21
09.01. | 22
09.01. | 23
09.01. | 24
10.01. | 1
10.01. | 2
10.01. | 3
10.01. | 4
10.01. | 5
10.01. | 6
10.01. | 7
10.01. | 8
10.01. | 9
10.01. | 10
10.01. | 11
10.01. | 12
10.01. | 13
10.01. | 14
10.01. | 15
10.01. | 16
10.01. | 17
10.01. | 18
10.01. | 19
10.01. | 20
10.01. | 21
10.01. | 22
10.01. | 23
10.01. | 24
11.01. | 1
11.01. | 2
11.01. | 3
11.01. | 4
11.01. | 5
11.01. | 6
11.01. | 7
11.01. | 8
11.01. | 9
11.01. | 10
11.01. | 11
11.01. | 12
11.01. | 13
11.01. | 14
11.01. | 15
11.01. | 16
11.01. | 17
11.01. | 18
11.01. | 19
11.01. | 20
11.01. | 21
11.01. | 22
11.01. | 23
11.01. | 24
12.01. | 1
12.01. | 2
12.01. | 3
12.01. | 4
12.01. | 5
12.01. | 6
12.01. | 7
12.01. | 8
12.01. | 9
12.01. | 10
12.01. | 11
12.01. | 12
12.01. | 13
12.01. | 14
12.01. | 15
12.01. | 16
12.01. | 17
12.01. | 18
12.01. | 19
12.01. | 20
12.01. | 21
12.01. | 22
12.01. | 23
12.01. | 24
13.01. | 1
13.01. | 2
13.01. | 3
13.01. | 4
13.01. | 5
13.01. | 6
13.01. | 7
13.01. | 8
13.01. | 9
13.01. | 10
13.01. | 11
13.01. | 12
13.01. | 13
13.01. | 14
13.01. | 15
13.01. | 16
13.01. | 17
13.01. | 18
13.01. | 19
13.01. | 20
13.01. | 21
13.01. | 22
13.01. | 23
13.01. | 24
14.01. | 1
14.01. | 2
14.01. | 3
14.01. | 4
14.01. | 5
14.01. | 6
14.01. | 7
14.01. | 8
14.01. | 9
14.01. | 10
14.01. | 11
14.01. | 12
14.01. | 13
14.01. | 14
14.01. | 15
14.01. | 16
14.01. | 17
14.01. | 18
14.01. | 19
14.01. | 20
14.01. | 21
14.01. | 22
14.01. | 23
14.01. | 24
15.01. | 1
15.01. | 2
15.01. | 3
15.01. | 4
15.01. | 5
15.01. | 6
15.01. | 7
15.01. | 8
15.01. | 9
15.01. | 10
15.01. | 11
15.01. | 12
15.01. | 13
15.01. | 14
15.01. | 15
15.01. | 16
15.01. | 17
15.01. | 18
15.01. | 19
15.01. | 20
15.01. | 21
15.01. | 22
15.01. | 23
15.01. | 24
16.01. | 1
16.01. | 2
16.01. | 3
16.01. | 4
16.01. | 5
16.01. | 6
16.01. | 7
16.01. | 8
16.01. | 9
16.01. | 10
16.01. | 11
16.01. | 12
16.01. | 13
16.01. | 14
16.01. | 15
16.01. | 16
16.01. | 17
16.01. | 18
16.01. | 19
16.01. | 20
16.01. | 21
16.01. | 22
16.01. | 23
16.01. | 24
17.01. | 1
17.01. | 2
17.01. | 3
17.01. | 4
17.01. | 5
17.01. | 6
17.01. | 7
17.01. | 8
17.01. | 9
17.01. | 10
17.01. | 11
17.01. | 12
17.01. | 13
17.01. | 14
17.01. | 15
17.01. | 16
17.01. | 17
17.01. | 18
17.01. | 19
17.01. | 20
17.01. | 21
17.01. | 22
17.01. | 23
17.01. | 24
18.01. | 1
18.01. | 2
18.01. | 3
18.01. | 4
18.01. | 5
18.01. | 6
18.01. | 7
18.01. | 8
18.01. | 9
18.01. | 10
18.01. | 11
18.01. | 12
18.01. | 13
18.01. | 14
18.01. | 15
18.01. | 16
18.01. | 17
18.01. | 18
18.01. | 19
18.01. | 20
18.01. | 21
18.01. | 22
18.01. | 23
18.01. | 24
19.01. | 1
19.01. | 2
19.01. | 3
19.01. | 4
19.01. | 5
19.01. | 6
19.01. | 7
19.01. | 8
19.01. | 9
19.01. | 10
19.01. | 11
19.01. | 12
19.01. | 13
19.01. | 14
19.01. | 15
19.01. | 16
19.01. | 17
19.01. | 18
19.01. | 19
19.01. | 20
19.01. | 21
19.01. | 22
19.01. | 23
19.01. | 24
20.01. | 1
20.01. | 2
20.01. | 3
20.01. | 4
20.01. | 5
20.01. | 6
20.01. | 7
20.01. | 8
20.01. | 9
20.01. | 10
20.01. | 11
20.01. | 12
20.01. | 13
20.01. | 14
20.01. | 15
20.01. | 16
20.01. | 17
20.01. | 18
20.01. | 19
20.01. | 20
20.01. | 21
20.01. | 22
20.01. | 23
20.01. | 24
21.01. | 1
21.01. | 2
21.01. | 3
21.01. | 4
21.01. | 5
21.01. | 6
21.01. | 7
21.01. | 8
21.01. | 9
21.01. | 10
21.01. | 11
21.01. | 12
21.01. | 13
21.01. | 14
21.01. | 15
21.01. | 16
21.01. | 17
21.01. | 18
21.01. | 19
21.01. | 20
21.01. | 21
21.01. | 22
21.01. | 23
21.01. | 24
22.01. | 1
22.01. | 2
22.01. | 3
22.01. | 4
22.01. | 5
22.01. | 6
22.01. | 7
22.01. | 8
22.01. | 9
22.01. | 10
22.01. | 11
22.01. | 12
22.01. | 13
22.01. | 14
22.01. | 15
22.01. | 16
22.01. | 17
22.01. | 18
22.01. | 19
22.01. | 20
22.01. | 21
22.01. | 22
22.01. | 23
22.01. | 24
23.01. | 1
23.01. | 2
23.01. | 3
23.01. | 4
23.01. | 5
23.01. | 6
23.01. | 7
23.01. | 8
23.01. | 9
23.01. | 10
23.01. | 11
23.01. | 12
23.01. | 13
23.01. | 14
23.01. | 15
23.01. | 16
23.01. | 17
23.01. | 18
23.01. | 19
23.01. | 20
23.01. | 21
23.01. | 22
23.01. | 23
23.01. | 24
24.01. | 1
24.01. | 2
24.01. | 3
24.01. | 4
24.01. | 5
24.01. | 6
24.01. | 7
24.01. | 8
24.01. | 9
24.01. | 10
24.01. | 11
24.01. | 12
24.01. | 13
24.01. | 14
24.01. | 15
24.01. | 16
24.01. | 17
24.01. | 18
24.01. | 19
24.01. | 20
24.01. | 21
24.01. | 22
24.01. | 23
24.01. | 24
25.01. | 1
25.01. | 2
25.01. | 3
25.01. | 4
25.01. | 5
25.01. | 6
25.01. | 7
25.01. | 8
25.01. | 9
25.01. | 10
25.01. | 11
25.01. | 12
25.01. | 13
25.01. | 14
25.01. | 15
25.01. | 16
25.01. | 17
25.01. | 18
25.01. | 19
25.01. | 20
25.01. | 21
25.01. | 22
25.01. | 23
25.01. | 24
26.01. | 1
26.01. | 2
26.01. | 3
26.01. | 4
26.01. | 5
26.01. | 6
26.01. | 7
26.01. | 8
26.01. | 9
26.01. | 10
26.01. | 11
26.01. | 12
26.01. | 13
26.01. | 14
26.01. | 15
26.01. | 16
26.01. | 17
26.01. | 18
26.01. | 19
26.01. | 20
26.01. | 21
26.01. | 22
26.01. | 23
26.01. | 24
27.01. | 1
27.01. | 2
27.01. | 3
27.01. | 4
27.01. | 5
27.01. | 6
27.01. | 7
27.01. | 8
27.01. | 9
27.01. | 10
27.01. | 11
27.01. | 12
27.01. | 13
27.01. | 14
27.01. | 15
27.01. | 16
27.01. | 17
27.01. | 18
27.01. | 19
27.01. | 20
27.01. | 21
27.01. | 22
27.01. | 23
27.01. | 24
28.01. | 1
28.01. | 2
28.01. | 3
28.01. | 4
28.01. | 5
28.01. | 6
28.01. | 7
28.01. | 8
28.01. | 9
28.01. | 10
28.01. | 11
28.01. | 12
28.01. | 13
28.01. | 14
28.01. | 15
28.01. | 16
28.01. | 17
28.01. | 18
28.01. | 19
28.01. | 20
28.01. | 21
28.01. | 22
28.01. | 23
28.01. | 24
29.01. | 1
29.01. | 2
29.01. | 3
29.01. | 4
29.01. | 5
29.01. | 6
29.01. | 7
29.01. | 8
29.01. | 9
29.01. | 10
29.01. | 11
29.01. | 12
29.01. | 13
29.01. | 14
29.01. | 15
29.01. | 16
29.01. | 17
29.01. | 18
29.01. | 19
29.01. | 20
29.01. | 21
29.01. | 22
29.01. | 23
29.01. | 24
30.01. | 1
30.01. | 2
30.01. | 3
30.01. | 4
30.01. | 5
30.01. | 6
30.01. | 7
30.01. | 8
30.01. | 9
30.01. | 10
30.01. | 11
30.01. | 12
30.01. | 13
30.01. | 14
30.01. | 15
30.01. | 16
30.01. | 17
30.01. | 18
30.01. | 19
30.01. | 20
30.01. | 21
30.01. | 22
30.01. | 23
30.01. | 24
31.01. | 1
31.01. | 2
31.01. | 3
31.01. | 4
31.01. | 5
31.01. | 6
31.01. | 7
31.01. | 8
31.01. | 9
31.01. | 10
31.01. | 11
31.01. | 12
31.01. | 13
31.01. | 14
31.01. | 15
31.01. | 16
31.01. | 17
31.01. | 18
31.01. | 19
31.01. | 20
31.01. | 21
31.01. | 22
31.01. | 23
31.01. | 24
01.02. | 1
01.02. | 2
01.02. | 3
01.02. | 4
01.02. | 5
01.02. | 6
01.02. | 7
01.02. | 8
01.02. | 9
01.02. | 10
01.02. | 11
01.02. | 12
01.02. | 13
01.02. | 14
01.02. | 15
01.02. | 16
01.02. | 17
01.02. | 18
01.02. | 19
01.02. | 20
01.02. | 21
01.02. | 22
01.02. | 23
01.02. | 24
02.02. | 1
02.02. | 2
02.02. | 3
02.02. | 4
02.02. | 5
02.02. | 6
02.02. | 7
02.02. | 8
02.02. | 9
02.02. | 10
02.02. | 11
02.02. | 12
02.02. | 13
02.02. | 14
02.02. | 15
02.02. | 16
02.02. | 17
02.02. | 18
02.02. | 19
02.02. | 20
02.02. | 21
02.02. | 22
02.02. | 23
02.02. | 24
03.02. | 1
03.02. | 2
03.02. | 3
03.02. | 4
03.02. | 5
03.02. | 6
03.02. | 7
03.02. | 8
03.02. | 9
03.02. | 10
03.02. | 11
03.02. | 12
03.02. | 13
03.02. | 14
03.02. | 15
03.02. | 16
03.02. | 17
03.02. | 18
03.02. | 19
03.02. | 20
03.02. | 21
03.02. | 22
03.02. | 23
03.02. | 24
04.02. | 1
04.02. | 2
04.02. | 3
04.02. | 4
04.02. | 5
04.02. | 6
04.02. | 7
04.02. | 8
04.02. | 9
04.02. | 10
04.02. | 11
04.02. | 12
04.02. | 13
04.02. | 14
04.02. | 15
04.02. | 16
04.02. | 17
04.02. | 18
04.02. | 19
04.02. | 20
04.02. | 21
04.02. | 22
04.02. | 23
04.02. | 24
05.02. | 1
05.02. | 2
05.02. | 3
05.02. | 4
05.02. | 5
05.02. | 6
05.02. | 7
05.02. | 8
05.02. | 9
05.02. | 10
05.02. | 11
05.02. | 12
05.02. | 13
05.02. | 14
05.02. | 15
05.02. | 16
05.02. | 17
05.02. | 18
05.02. | 19
05.02. | 20
05.02. | 21
05.02. | 22
05.02. | 23
05.02. | 24
06.02. | 1
06.02. | 2
06.02. | 3
06.02. | 4
06.02. | 5
06.02. | 6
06.02. | 7
06.02. | 8
06.02. | 9
06.02. | 10
06.02. | 11
06.02. | 12
06.02. | 13
06.02. | 14
06.02. | 15
06.02. | 16
06.02. | 17
06.02. | 18
06.02. | 19
06.02. | 20
06.02. | 21
06.02. | 22
06.02. | 23
06.02. | 24
07.02. | 1
07.02. | 2
07.02. | 3
07.02. | 4
07.02. | 5
07.02. | 6
07.02. | 7
07.02. | 8
07.02. | 9
07.02. | 10
07.02. | 11
07.02. | 12
07.02. | 13
07.02. | 14
07.02. | 15
07.02. | 16
07.02. | 17
07.02. | 18
07.02. | 19
07.02. | 20
07.02. | 21
07.02. | 22
07.02. | 23
07.02. | 24
08.02. | 1
08.02. | 2
08.02. | 3
08.02. | 4
08.02. | 5
08.02. | 6
08.02. | 7
08.02. | 8
08.02. | 9
08.02. | 10
08.02. | 11
08.02. | 12
08.02. | 13
08.02. | 14
08.02. | 15
08.02. | 16
08.02. | 17
08.02. | 18
08.02. | 19
08.02. | 20
08.02. | 21
08.02. | 22
08.02. | 23
08.02. | 24
09.02. | 1
09.02. | 2
09.02. | 3
09.02. | 4
09.02. | 5
09.02. | 6
09.02. | 7
09.02. | 8
09.02. | 9
09.02. | 10
09.02. | 11
09.02. | 12
09.02. | 13
09.02. | 14
09.02. | 15
09.02. | 16
09.02. | 17
09.02. | 18
09.02. | 19
09.02. | 20
09.02. | 21
09.02. | 22
09.02. | 23
09.02. | 24
10.02. | 1
10.02. | 2
10.02. | 3
10.02. | 4
10.02. | 5
10.02. | 6
10.02. | 7
10.02. | 8
10.02. | 9
10.02. | 10
10.02. | 11
10.02. | 12
10.02. | 13
10.02. | 14
10.02. | 15
10.02. | 16
10.02. | 17
10.02. | 18
10.02. | 19
10.02. | 20
10.02. | 21
10.02. | 22
10.02. | 23
10.02. | 24
11.02. | 1
11.02. | 2
11.02. | 3
11.02. | 4
11.02. | 5
11.02. | 6
11.02. | 7
11.02. | 8
11.02. | 9
11.02. | 10
11.02. | 11
11.02. | 12
11.02. | 13
11.02. | 14
11.02. | 15
11.02. | 16
11.02. | 17
11.02. | 18
11.02. | 19
11.02. | 20
11.02. | 21
11.02. | 22
11.02. | 23
11.02. | 24
12.02. | 1
12.02. | 2
12.02. | 3
12.02. | 4
12.02. | 5
12.02. | 6
12.02. | 7
12.02. | 8
12.02. | 9
12.02. | 10
12.02. | 11
12.02. | 12
12.02. | 13
12.02. | 14
12.02. | 15
12.02. | 16
12.02. | 17
12.02. | 18
12.02. | 19
12.02. | 20
12.02. | 21
12.02. | 22
12.02. | 23
12.02. | 24
13.02. | 1
13.02. | 2
13.02. | 3
13.02. | 4
13.02. | 5
13.02. | 6
13.02. | 7
13.02. | 8
13.02. | 9
13.02. | 10
13.02. | 11
13.02. | 12
13.02. | 13
13.02. | 14
13.02. | 15
13.02. | 16
13.02. | 17
13.02. | 18
13.02. | 19
13.02. | 20
13.02. | 21
13.02. | 22
13.02. | 23
13.02. | 24
14.02. | 1
14.02. | 2
14.02. | 3
14.02. | 4
14.02. | 5
14.02. | 6
14.02. | 7
14.02. | 8
14.02. | 9
14.02. | 10
14.02. | 11
14.02. | 12
14.02. | 13
14.02. | 14
14.02. | 15
14.02. | 16
14.02. | 17
14.02. | 18
14.02. | 19
14.02. | 20
14.02. | 21
14.02. | 22
14.02. | 23
14.02. | 24
15.02. | 1
15.02. | 2
15.02. | 3
15.02. | 4
15.02. | 5
15.02. | 6
15.02. | 7
15.02. | 8
15.02. | 9
15.02. | 10
15.02. | 11
15.02. | 12
15.02. | 13
15.02. | 14
15.02. | 15
15.02. | 16
15.02. | 17
15.02. | 18
15.02. | 19
15.02. | 20
15.02. | 21
15.02. | 22
15.02. | 23
15.02. | 24
16.02. | 1
16.02. | 2
16.02. | 3
16.02. | 4
16.02. | 5
16.02. | 6
16.02. | 7
16.02. | 8
16.02. | 9
16.02. | 10
16.02. | 11
16.02. | 12
16.02. | 13
16.02. | 14
16.02. | 15
16.02. | 16
16.02. | 17
16.02. | 18
16.02. | 19
16.02. | 20
16.02. | 21
16.02. | 22
16.02. | 23
16.02. | 24
17.02. | 1
17.02. | 2
17.02. | 3
17.02. | 4
17.02. | 5
17.02. | 6
17.02. | 7
17.02. | 8
17.02. | 9
17.02. | 10
17.02. | 11
17.02. | 12
17.02. | 13
17.02. | 14
17.02. | 15
17.02. | 16
17.02. | 17
17.02. | 18
17.02. | 19
17.02. | 20
17.02. | 21
17.02. | 22
17.02. | 23
17.02. | 24
18.02. | 1
18.02. | 2
18.02. | 3
18.02. | 4
18.02. | 5
18.02. | 6
18.02. | 7
18.02. | 8
18.02. | 9
18.02. | 10
18.02. | 11
18.02. | 12
18.02. | 13
18.02. | 14
18.02. | 15
18.02. | 16
18.02. | 17
18.02. | 18
18.02. | 19
18.02. | 20
18.02. | 21
18.02. | 22
18.02. | 23
18.02. | 24
19.02. | 1
19.02. | 2
19.02. | 3
19.02. | 4
19.02. | 5
19.02. | 6
19.02. | 7
19.02. | 8
19.02. | 9
19.02. | 10
19.02. | 11
19.02. | 12
19.02. | 13
19.02. | 14
19.02. | 15
19.02. | 16
19.02. | 17
19.02. | 18
19.02. | 19
19.02. | 20
19.02. | 21
19.02. | 22
19.02. | 23
19.02. | 24
20.02. | 1
20.02. | 2
20.02. | 3
20.02. | 4
20.02. | 5
20.02. | 6
20.02. | 7
20.02. | 8
20.02. | 9
20.02. | 10
20.02. | 11
20.02. | 12
20.02. | 13
20.02. | 14
20.02. | 15
20.02. | 16
20.02. | 17
20.02. | 18
20.02. | 19
20.02. | 20
20.02. | 21
20.02. | 22
20.02. | 23
20.02. | 24
21.02. | 1
21.02. | 2
21.02. | 3
21.02. | 4
21.02. | 5
21.02. | 6
21.02. | 7
21.02. | 8
21.02. | 9
21.02. | 10
21.02. | 11
21.02. | 12
21.02. | 13
21.02. | 14
21.02. | 15
21.02. | 16
21.02. | 17
21.02. | 18
21.02. | 19
21.02. | 20
21.02. | 21
21.02. | 22
21.02. | 23
21.02. | 24
22.02. | 1
22.02. | 2
22.02. | 3
22.02. | 4
22.02. | 5
22.02. | 6
22.02. | 7
22.02. | 8
22.02. | 9
22.02. | 10
22.02. | 11
22.02. | 12
22.02. | 13
22.02. | 14
22.02. | 15
22.02. | 16
22.02. | 17
22.02. | 18
22.02. | 19
22.02. | 20
22.02. | 21
22.02. | 22
22.02. | 23
22.02. | 24
23.02. | 1
23.02. | 2
23.02. | 3
23.02. | 4
23.02. | 5
23.02. | 6
23.02. | 7
23.02. | 8
23.02. | 9
23.02. | 10
23.02. | 11
23.02. | 12
23.02. | 13
23.02. | 14
23.02. | 15
23.02. | 16
23.02. | 17
23.02. | 18
23.02. | 19
23.02. | 20
23.02. | 21
23.02. | 22
23.02. | 23
23.02. | 24
24.02. | 1
24.02. | 2
24.02. | 3
24.02. | 4
24.02. | 5
24.02. | 6
24.02. | 7
24.02. | 8
24.02. | 9
24.02. | 10
24.02. | 11
24.02. | 12
24.02. | 13
24.02. | 14
24.02. | 15
24.02. | 16
24.02. | 17
24.02. | 18
24.02. | 19
24.02. | 20
24.02. | 21
24.02. | 22
24.02. | 23
24.02. | 24
25.02. | 1
25.02. | 2
25.02. | 3
25.02. | 4
25.02. | 5
25.02. | 6
25.02. | 7
25.02. | 8
25.02. | 9
25.02. | 10
25.02. | 11
25.02. | 12
25.02. | 13
25.02. | 14
25.02. | 15
25.02. | 16
25.02. | 17
25.02. | 18
25.02. | 19
25.02. | 20
25.02. | 21
25.02. | 22
25.02. | 23
25.02. | 24
26.02. | 1
26.02. | 2
26.02. | 3
26.02. | 4
26.02. | 5
26.02. | 6
26.02. | 7
26.02. | 8
26.02. | 9
26.02. | 10
26.02. | 11
26.02. | 12
26.02. | 13
26.02. | 14
26.02. | 15
26.02. | 16
26.02. | 17
26.02. | 18
26.02. | 19
26.02. | 20
26.02. | 21
26.02. | 22
26.02. | 23
26.02. | 24
27.02. | 1
27.02. | 2
27.02. | 3
27.02. | 4
27.02. | 5
27.02. | 6
27.02. | 7
27.02. | 8
27.02. | 9
27.02. | 10
27.02. | 11
27.02. | 12
27.02. | 13
27.02. | 14
27.02. | 15
27.02. | 16
27.02. | 17
27.02. | 18
27.02. | 19
27.02. | 20
27.02. | 21
27.02. | 22
27.02. | 23
27.02. | 24
28.02. | 1
28.02. | 2
28.02. | 3
28.02. | 4
28.02. | 5
28.02. | 6
28.02. | 7
28.02. | 8
28.02. | 9
28.02. | 10
28.02. | 11
28.02. | 12
28.02. | 13
28.02. | 14
28.02. | 15
28.02. | 16
28.02. | 17
28.02. | 18
28.02. | 19
28.02. | 20
28.02. | 21
28.02. | 22
28.02. | 23
28.02. | 24
01.03. | 1
01.03. | 2
01.03. | 3
01.03. | 4
01.03. | 5
01.03. | 6
01.03. | 7
01.03. | 8
01.03. | 9
01.03. | 10
01.03. | 11
01.03. | 12
01.03. | 13
01.03. | 14
01.03. | 15
01.03. | 16
01.03. | 17
01.03. | 18
01.03. | 19
01.03. | 20
01.03. | 21
01.03. | 22
01.03. | 23
01.03. | 24
02.03. | 1
02.03. | 2
02.03. | 3
02.03. | 4
02.03. | 5
02.03. | 6
02.03. | 7
02.03. | 8
02.03. | 9
02.03. | 10
02.03. | 11
02.03. | 12
02.03. | 13
02.03. | 14
02.03. | 15
02.03. | 16
02.03. | 17
02.03. | 18
02.03. | 19
02.03. | 20
02.03. | 21
02.03. | 22
02.03. | 23
02.03. | 24
03.03. | 1
03.03. | 2
03.03. | 3
03.03. | 4
03.03. | 5
03.03. | 6
03.03. | 7
03.03. | 8
03.03. | 9
03.03. | 10
03.03. | 11
03.03. | 12
03.03. | 13
03.03. | 14
03.03. | 15
03.03. | 16
03.03. | 17
03.03. | 18
03.03. | 19
03.03. | 20
03.03. | 21
03.03. | 22
03.03. | 23
03.03. | 24
04.03. | 1
04.03. | 2
04.03. | 3
04.03. | 4
04.03. | 5
04.03. | 6
04.03. | 7
04.03. | 8
04.03. | 9
04.03. | 10
04.03. | 11
04.03. | 12
04.03. | 13
04.03. | 14
04.03. | 15
04.03. | 16
04.03. | 17
04.03. | 18
04.03. | 19
04.03. | 20
04.03. | 21
04.03. | 22
04.03. | 23
04.03. | 24
05.03. | 1
05.03. | 2
05.03. | 3
05.03. | 4
05.03. | 5
05.03. | 6
05.03. | 7
05.03. | 8
05.03. | 9
05.03. | 10
05.03. | 11
05.03. | 12
05.03. | 13
05.03. | 14
05.03. | 15
05.03. | 16
05.03. | 17
05.03. | 18
05.03. | 19
05.03. | 20
05.03. | 21
05.03. | 22
05.03. | 23
05.03. | 24
06.03. | 1
06.03. | 2
06.03. | 3
06.03. | 4
06.03. | 5
06.03. | 6
06.03. | 7
06.03. | 8
06.03. | 9
06.03. | 10
06.03. | 11
06.03. | 12
06.03. | 13
06.03. | 14
06.03. | 15
06.03. | 16
06.03. | 17
06.03. | 18
06.03. | 19
06.03. | 20
06.03. | 21
06.03. | 22
06.03. | 23
06.03. | 24
07.03. | 1
07.03. | 2
07.03. | 3
07.03. | 4
07.03. | 5
07.03. | 6
07.03. | 7
07.03. | 8
07.03. | 9
07.03. | 10
07.03. | 11
07.03. | 12
07.03. | 13
07.03. | 14
07.03. | 15
07.03. | 16
07.03. | 17
07.03. | 18
07.03. | 19
07.03. | 20
07.03. | 21
07.03. | 22
07.03. | 23
07.03. | 24
08.03. | 1
08.03. | 2
08.03. | 3
08.03. | 4
08.03. | 5
08.03. | 6
08.03. | 7
08.03. | 8
08.03. | 9
08.03. | 10
08.03. | 11
08.03. | 12
08.03. | 13
08.03. | 14
08.03. | 15
08.03. | 16
08.03. | 17
08.03. | 18
08.03. | 19
08.03. | 20
08.03. | 21
08.03. | 22
08.03. | 23
08.03. | 24
09.03. | 1
09.03. | 2
09.03. | 3
09.03. | 4
09.03. | 5
09.03. | 6
09.03. | 7
09.03. | 8
09.03. | 9
09.03. | 10
09.03. | 11
09.03. | 12
09.03. | 13
09.03. | 14
09.03. | 15
09.03. | 16
09.03. | 17
09.03. | 18
09.03. | 19
09.03. | 20
09.03. | 21
09.03. | 22
09.03. | 23
09.03. | 24
10.03. | 1
10.03. | 2
10.03. | 3
10.03. | 4
10.03. | 5
10.03. | 6
10.03. | 7
10.03. | 8
10.03. | 9
10.03. | 10
10.03. | 11
10.03. | 12
10.03. | 13
10.03. | 14
10.03. | 15
10.03. | 16
10.03. | 17
10.03. | 18
10.03. | 19
10.03. | 20
10.03. | 21
10.03. | 22
10.03. | 23
10.03. | 24
11.03. | 1
11.03. | 2
11.03. | 3
11.03. | 4
11.03. | 5
11.03. | 6
11.03. | 7
11.03. | 8
11.03. | 9
11.03. | 10
11.03. | 11
11.03. | 12
11.03. | 13
11.03. | 14
11.03. | 15
11.03. | 16
11.03. | 17
11.03. | 18
11.03. | 19
11.03. | 20
11.03. | 21
11.03. | 22
11.03. | 23
11.03. | 24
12.03. | 1
12.03. | 2
12.03. | 3
12.03. | 4
12.03. | 5
12.03. | 6
12.03. | 7
12.03. | 8
12.03. | 9
12.03. | 10
12.03. | 11
12.03. | 12
12.03. | 13
12.03. | 14
12.03. | 15
12.03. | 16
12.03. | 17
12.03. | 18
12.03. | 19
12.03. | 20
12.03. | 21
12.03. | 22
12.03. | 23
12.03. | 24
13.03. | 1
13.03. | 2
13.03. | 3
13.03. | 4
13.03. | 5
13.03. | 6
13.03. | 7
13.03. | 8
13.03. | 9
13.03. | 10
13.03. | 11
13.03. | 12
13.03. | 13
13.03. | 14
13.03. | 15
13.03. | 16
13.03. | 17
13.03. | 18
13.03. | 19
13.03. | 20
13.03. | 21
13.03. | 22
13.03. | 23
13.03. | 24
14.03. | 1
14.03. | 2
14.03. | 3
14.03. | 4
14.03. | 5
14.03. | 6
14.03. | 7
14.03. | 8
14.03. | 9
14.03. | 10
14.03. | 11
14.03. | 12
14.03. | 13
14.03. | 14
14.03. | 15
14.03. | 16
14.03. | 17
14.03. | 18
14.03. | 19
14.03. | 20
14.03. | 21
14.03. | 22
14.03. | 23
14.03. | 24
15.03. | 1
15.03. | 2
15.03. | 3
15.03. | 4
15.03. | 5
15.03. | 6
15.03. | 7
15.03. | 8
15.03. | 9
15.03. | 10
15.03. | 11
15.03. | 12
15.03. | 13
15.03. | 14
15.03. | 15
15.03. | 16
15.03. | 17
15.03. | 18
15.03. | 19
15.03. | 20
15.03. | 21
15.03. | 22
15.03. | 23
15.03. | 24
16.03. | 1
16.03. | 2
16.03. | 3
16.03. | 4
16.03. | 5
16.03. | 6
16.03. | 7
16.03. | 8
16.03. | 9
16.03. | 10
16.03. | 11
16.03. | 12
16.03. | 13
16.03. | 14
16.03. | 15
16.03. | 16
16.03. | 17
16.03. | 18
16.03. | 19
16.03. | 20
16.03. | 21
16.03. | 22
16.03. | 23
16.03. | 24
17.03. | 1
17.03. | 2
17.03. | 3
17.03. | 4
17.03. | 5
17.03. | 6
17.03. | 7
17.03. | 8
17.03. | 9
17.03. | 10
17.03. | 11
17.03. | 12
17.03. | 13
17.03. | 14
17.03. | 15
17.03. | 16
17.03. | 17
17.03. | 18
17.03. | 19
17.03. | 20
17.03. | 21
17.03. | 22
17.03. | 23
17.03. | 24
18.03. | 1
18.03. | 2
18.03. | 3
18.03. | 4
18.03. | 5
18.03. | 6
18.03. | 7
18.03. | 8
18.03. | 9
18.03. | 10
18.03. | 11
18.03. | 12
18.03. | 13
18.03. | 14
18.03. | 15
18.03. | 16
18.03. | 17
18.03. | 18
18.03. | 19
18.03. | 20
18.03. | 21
18.03. | 22
18.03. | 23
18.03. | 24
19.03. | 1
19.03. | 2
19.03. | 3
19.03. | 4
19.03. | 5
19.03. | 6
19.03. | 7
19.03. | 8
19.03. | 9
19.03. | 10
19.03. | 11
19.03. | 12
19.03. | 13
19.03. | 14
19.03. | 15
19.03. | 16
19.03. | 17
19.03. | 18
19.03. | 19
19.03. | 20
19.03. | 21
19.03. | 22
19.03. | 23
19.03. | 24
20.03. | 1
20.03. | 2
20.03. | 3
20.03. | 4
20.03. | 5
20.03. | 6
20.03. | 7
20.03. | 8
20.03. | 9
20.03. | 10
20.03. | 11
20.03. | 12
20.03. | 13
20.03. | 14
20.03. | 15
20.03. | 16
20.03. | 17
20.03. | 18
20.03. | 19
20.03. | 20
20.03. | 21
20.03. | 22
20.03. | 23
20.03. | 24
21.03. | 1
21.03. | 2
21.03. | 3
21.03. | 4
21.03. | 5
21.03. | 6
21.03. | 7
21.03. | 8
21.03. | 9
21.03. | 10
21.03. | 11
21.03. | 12
21.03. | 13
21.03. | 14
21.03. | 15
21.03. | 16
21.03. | 17
21.03. | 18
21.03. | 19
21.03. | 20
21.03. | 21
21.03. | 22
21.03. | 23
21.03. | 24
22.03. | 1
22.03. | 2
22.03. | 3
22.03. | 4
22.03. | 5
22.03. | 6
22.03. | 7
22.03. | 8
22.03. | 9
22.03. | 10
22.03. | 11
22.03. | 12
22.03. | 13
22.03. | 14
22.03. | 15
22.03. | 16
22.03. | 17
22.03. | 18
22.03. | 19
22.03. | 20
22.03. | 21
22.03. | 22
22.03. | 23
22.03. | 24
23.03. | 1
23.03. | 2
23.03. | 3
23.03. | 4
23.03. | 5
23.03. | 6
23.03. | 7
23.03. | 8
23.03. | 9
23.03. | 10
23.03. | 11
23.03. | 12
23.03. | 13
23.03. | 14
23.03. | 15
23.03. | 16
23.03. | 17
23.03. | 18
23.03. | 19
23.03. | 20
23.03. | 21
23.03. | 22
23.03. | 23
23.03. | 24
24.03. | 1
24.03. | 2
24.03. | 3
24.03. | 4
24.03. | 5
24.03. | 6
24.03. | 7
24.03. | 8
24.03. | 9
24.03. | 10
24.03. | 11
24.03. | 12
24.03. | 13
24.03. | 14
24.03. | 15
24.03. | 16
24.03. | 17
24.03. | 18
24.03. | 19
24.03. | 20
24.03. | 21
24.03. | 22
24.03. | 23
24.03. | 24
25.03. | 1
25.03. | 2
25.03. | 3
25.03. | 4
25.03. | 5
25.03. | 6
25.03. | 7
25.03. | 8
25.03. | 9
25.03. | 10
25.03. | 11
25.03. | 12
25.03. | 13
25.03. | 14
25.03. | 15
25.03. | 16
25.03. | 17
25.03. | 18
25.03. | 19
25.03. | 20
25.03. | 21
25.03. | 22
25.03. | 23
25.03. | 24
26.03. | 1
26.03. | 2
26.03. | 3
26.03. | 4
26.03. | 5
26.03. | 6
26.03. | 7
26.03. | 8
26.03. | 9
26.03. | 10
26.03. | 11
26.03. | 12
26.03. | 13
26.03. | 14
26.03. | 15
26.03. | 16
26.03. | 17
26.03. | 18
26.03. | 19
26.03. | 20
26.03. | 21
26.03. | 22
26.03. | 23
26.03. | 24
27.03. | 1
27.03. | 2
27.03. | 3
27.03. | 4
27.03. | 5
27.03. | 6
27.03. | 7
27.03. | 8
27.03. | 9
27.03. | 10
27.03. | 11
27.03. | 12
27.03. | 13
27.03. | 14
27.03. | 15
27.03. | 16
27.03. | 17
27.03. | 18
27.03. | 19
27.03. | 20
27.03. | 21
27.03. | 22
27.03. | 23
27.03. | 24
28.03. | 1
28.03. | 2
28.03. | 3
28.03. | 4
28.03. | 5
28.03. | 6
28.03. | 7
28.03. | 8
28.03. | 9
28.03. | 10
28.03. | 11
28.03. | 12
28.03. | 13
28.03. | 14
28.03. | 15
28.03. | 16
28.03. | 17
28.03. | 18
28.03. | 19
28.03. | 20
28.03. | 21
28.03. | 22
28.03. | 23
28.03. | 24
29.03. | 1
29.03. | 2
29.03. | 3
29.03. | 4
29.03. | 5
29.03. | 6
29.03. | 7
29.03. | 8
29.03. | 9
29.03. | 10
29.03. | 11
29.03. | 12
29.03. | 13
29.03. | 14
29.03. | 15
29.03. | 16
29.03. | 17
29.03. | 18
29.03. | 19
29.03. | 20
29.03. | 21
29.03. | 22
29.03. | 23
29.03. | 24
30.03. | 1
30.03. | 2
30.03. | 3
30.03. | 4
30.03. | 5
30.03. | 6
30.03. | 7
30.03. | 8
30.03. | 9
30.03. | 10
30.03. | 11
30.03. | 12
30.03. | 13
30.03. | 14
30.03. | 15
30.03. | 16
30.03. | 17
30.03. | 18
30.03. | 19
30.03. | 20
30.03. | 21
30.03. | 22
30.03. | 23
30.03. | 24
31.03. | 1
31.03. | 2
31.03. | 3
31.03. | 4
31.03. | 5
31.03. | 6
31.03. | 7
31.03. | 8
31.03. | 9
31.03. | 10
31.03. | 11
31.03. | 12
31.03. | 13
31.03. | 14
31.03. | 15
31.03. | 16
31.03. | 17
31.03. | 18
31.03. | 19
31.03. | 20
31.03. | 21
31.03. | 22
31.03. | 23
31.03. | 24
01.04. | 1
01.04. | 2
01.04. | 3
01.04. | 4
01.04. | 5
01.04. | 6
01.04. | 7
01.04. | 8
01.04. | 9
01.04. | 10
01.04. | 11
01.04. | 12
01.04. | 13
01.04. | 14
01.04. | 15
01.04. | 16
01.04. | 17
01.04. | 18
01.04. | 19
01.04. | 20
01.04. | 21
01.04. | 22
01.04. | 23
01.04. | 24
02.04. | 1
02.04. | 2
02.04. | 3
02.04. | 4
02.04. | 5
02.04. | 6
02.04. | 7
02.04. | 8
02.04. | 9
02.04. | 10
02.04. | 11
02.04. | 12
02.04. | 13
02.04. | 14
02.04. | 15
02.04. | 16
02.04. | 17
02.04. | 18
02.04. | 19
02.04. | 20
02.04. | 21
02.04. | 22
02.04. | 23
02.04. | 24
03.04. | 1
03.04. | 2
03.04. | 3
03.04. | 4
03.04. | 5
03.04. | 6
03.04. | 7
03.04. | 8
03.04. | 9
03.04. | 10
03.04. | 11
03.04. | 12
03.04. | 13
03.04. | 14
03.04. | 15
03.04. | 16
03.04. | 17
03.04. | 18
03.04. | 19
03.04. | 20
03.04. | 21
03.04. | 22
03.04. | 23
03.04. | 24
04.04. | 1
04.04. | 2
04.04. | 3
04.04. | 4
04.04. | 5
04.04. | 6
04.04. | 7
04.04. | 8
04.04. | 9
04.04. | 10
04.04. | 11
04.04. | 12
04.04. | 13
04.04. | 14
04.04. | 15
04.04. | 16
04.04. | 17
04.04. | 18
04.04. | 19
04.04. | 20
04.04. | 21
04.04. | 22
04.04. | 23
04.04. | 24
05.04. | 1
05.04. | 2
05.04. | 3
05.04. | 4
05.04. | 5
05.04. | 6
05.04. | 7
05.04. | 8
05.04. | 9
05.04. | 10
05.04. | 11
05.04. | 12
05.04. | 13
05.04. | 14
05.04. | 15
05.04. | 16
05.04. | 17
05.04. | 18
05.04. | 19
05.04. | 20
05.04. | 21
05.04. | 22
05.04. | 23
05.04. | 24
06.04. | 1
06.04. | 2
06.04. | 3
06.04. | 4
06.04. | 5
06.04. | 6
06.04. | 7
06.04. | 8
06.04. | 9
06.04. | 10
06.04. | 11
06.04. | 12
06.04. | 13
06.04. | 14
06.04. | 15
06.04. | 16
06.04. | 17
06.04. | 18
06.04. | 19
06.04. | 20
06.04. | 21
06.04. | 22
06.04. | 23
06.04. | 24
07.04. | 1
07.04. | 2
07.04. | 3
07.04. | 4
07.04. | 5
07.04. | 6
07.04. | 7
07.04. | 8
07.04. | 9
07.04. | 10
07.04. | 11
07.04. | 12
07.04. | 13
07.04. | 14
07.04. | 15
07.04. | 16
07.04. | 17
07.04. | 18
07.04. | 19
07.04. | 20
07.04. | 21
07.04. | 22
07.04. | 23
07.04. | 24
08.04. | 1
08.04. | 2
08.04. | 3
08.04. | 4
08.04. | 5
08.04. | 6
08.04. | 7
08.04. | 8
08.04. | 9
08.04. | 10
08.04. | 11
08.04. | 12
08.04. | 13
08.04. | 14
08.04. | 15
08.04. | 16
08.04. | 17
08.04. | 18
08.04. | 19
08.04. | 20
08.04. | 21
08.04. | 22
08.04. | 23
08.04. | 24
09.04. | 1
09.04. | 2
09.04. | 3
09.04. | 4
09.04. | 5
09.04. | 6
09.04. | 7
09.04. | 8
09.04. | 9
09.04. | 10
09.04. | 11
09.04. | 12
09.04. | 13
09.04. | 14
09.04. | 15
09.04. | 16
09.04. | 17
09.04. | 18
09.04. | 19
09.04. | 20
09.04. | 21
09.04. | 22
09.04. | 23
09.04. | 24
10.04. | 1
10.04. | 2
10.04. | 3
10.04. | 4
10.04. | 5
10.04. | 6
10.04. | 7
10.04. | 8
10.04. | 9
10.04. | 10
10.04. | 11
10.04. | 12
10.04. | 13
10.04. | 14
10.04. | 15
10.04. | 16
10.04. | 17
10.04. | 18
10.04. | 19
10.04. | 20
10.04. | 21
10.04. | 22
10.04. | 23
10.04. | 24
11.04. | 1
11.04. | 2
11.04. | 3
11.04. | 4
11.04. | 5
11.04. | 6
11.04. | 7
11.04. | 8
11.04. | 9
11.04. | 10
11.04. | 11
11.04. | 12
11.04. | 13
11.04. | 14
11.04. | 15
11.04. | 16
11.04. | 17
11.04. | 18
11.04. | 19
11.04. | 20
11.04. | 21
11.04. | 22
11.04. | 23
11.04. | 24
12.04. | 1
12.04. | 2
12.04. | 3
12.04. | 4
12.04. | 5
12.04. | 6
12.04. | 7
12.04. | 8
12.04. | 9
12.04. | 10
12.04. | 11
12.04. | 12
12.04. | 13
12.04. | 14
12.04. | 15
12.04. | 16
12.04. | 17
12.04. | 18
12.04. | 19
12.04. | 20
12.04. | 21
12.04. | 22
12.04. | 23
12.04. | 24
13.04. | 1
13.04. | 2
13.04. | 3
13.04. | 4
13.04. | 5
13.04. | 6
13.04. | 7
13.04. | 8
13.04. | 9
13.04. | 10
13.04. | 11
13.04. | 12
13.04. | 13
13.04. | 14
13.04. | 15
13.04. | 16
13.04. | 17
13.04. | 18
13.04. | 19
13.04. | 20
13.04. | 21
13.04. | 22
13.04. | 23
13.04. | 24
14.04. | 1
14.04. | 2
14.04. | 3
14.04. | 4
14.04. | 5
14.04. | 6
14.04. | 7
14.04. | 8
14.04. | 9
14.04. | 10
14.04. | 11
14.04. | 12
14.04. | 13
14.04. | 14
14.04. | 15
14.04. | 16
14.04. | 17
14.04. | 18
14.04. | 19
14.04. | 20
14.04. | 21
14.04. | 22
14.04. | 23
14.04. | 24
15.04. | 1
15.04. | 2
15.04. | 3
15.04. | 4
15.04. | 5
15.04. | 6
15.04. | 7
15.04. | 8
15.04. | 9
15.04. | 10
15.04. | 11
15.04. | 12
15.04. | 13
15.04. | 14
15.04. | 15
15.04. | 16
15.04. | 17
15.04. | 18
15.04. | 19
15.04. | 20
15.04. | 21
15.04. | 22
15.04. | 23
15.04. | 24
16.04. | 1
16.04. | 2
16.04. | 3
16.04. | 4
16.04. | 5
16.04. | 6
16.04. | 7
16.04. | 8
16.04. | 9
16.04. | 10
16.04. | 11
16.04. | 12
16.04. | 13
16.04. | 14
16.04. | 15
16.04. | 16
16.04. | 17
16.04. | 18
16.04. | 19
16.04. | 20
16.04. | 21
16.04. | 22
16.04. | 23
16.04. | 24
17.04. | 1
17.04. | 2
17.04. | 3
17.04. | 4
17.04. | 5
17.04. | 6
17.04. | 7
17.04. | 8
17.04. | 9
17.04. | 10
17.04. | 11
17.04. | 12
17.04. | 13
17.04. | 14
17.04. | 15
17.04. | 16
17.04. | 17
17.04. | 18
17.04. | 19
17.04. | 20
17.04. | 21
17.04. | 22
17.04. | 23
17.04. | 24
18.04. | 1
18.04. | 2
18.04. | 3
18.04. | 4
18.04. | 5
18.04. | 6
18.04. | 7
18.04. | 8
18.04. | 9
18.04. | 10
18.04. | 11
18.04. | 12
18.04. | 13
18.04. | 14
18.04. | 15
18.04. | 16
18.04. | 17
18.04. | 18
18.04. | 19
18.04. | 20
18.04. | 21
18.04. | 22
18.04. | 23
18.04. | 24
19.04. | 1
19.04. | 2
19.04. | 3
19.04. | 4
19.04. | 5
19.04. | 6
19.04. | 7
19.04. | 8
19.04. | 9
19.04. | 10
19.04. | 11
19.04. | 12
19.04. | 13
19.04. | 14
19.04. | 15
19.04. | 16
19.04. | 17
19.04. | 18
19.04. | 19
19.04. | 20
19.04. | 21
19.04. | 22
19.04. | 23
19.04. | 24
20.04. | 1
20.04. | 2
20.04. | 3
20.04. | 4
20.04. | 5
20.04. | 6
20.04. | 7
20.04. | 8
20.04. | 9
20.04. | 10
20.04. | 11
20.04. | 12
20.04. | 13
20.04. | 14
20.04. | 15
20.04. | 16
20.04. | 17
20.04. | 18
20.04. | 19
20.04. | 20
20.04. | 21
20.04. | 22
20.04. | 23
20.04. | 24
21.04. | 1
21.04. | 2
21.04. | 3
21.04. | 4
21.04. | 5
21.04. | 6
21.04. | 7
21.04. | 8
21.04. | 9
21.04. | 10
21.04. | 11
21.04. | 12
21.04. | 13
21.04. | 14
21.04. | 15
21.04. | 16
21.04. | 17
21.04. | 18
21.04. | 19
21.04. | 20
21.04. | 21
21.04. | 22
21.04. | 23
21.04. | 24
22.04. | 1
22.04. | 2
22.04. | 3
22.04. | 4
22.04. | 5
22.04. | 6
22.04. | 7
22.04. | 8
22.04. | 9
22.04. | 10
22.04. | 11
22.04. | 12
22.04. | 13
22.04. | 14
22.04. | 15
22.04. | 16
22.04. | 17
22.04. | 18
22.04. | 19
22.04. | 20
22.04. | 21
22.04. | 22
22.04. | 23
22.04. | 24
23.04. | 1
23.04. | 2
23.04. | 3
23.04. | 4
23.04. | 5
23.04. | 6
23.04. | 7
23.04. | 8
23.04. | 9
23.04. | 10
23.04. | 11
23.04. | 12
23.04. | 13
23.04. | 14
23.04. | 15
23.04. | 16
23.04. | 17
23.04. | 18
23.04. | 19
23.04. | 20
23.04. | 21
23.04. | 22
23.04. | 23
23.04. | 24
24.04. | 1
24.04. | 2
24.04. | 3
24.04. | 4
24.04. | 5
24.04. | 6
24.04. | 7
24.04. | 8
24.04. | 9
24.04. | 10
24.04. | 11
24.04. | 12
24.04. | 13
24.04. | 14
24.04. | 15
24.04. | 16
24.04. | 17
24.04. | 18
24.04. | 19
24.04. | 20
24.04. | 21
24.04. | 22
24.04. | 23
24.04. | 24
25.04. | 1
25.04. | 2
25.04. | 3
25.04. | 4
25.04. | 5
25.04. | 6
25.04. | 7
25.04. | 8
25.04. | 9
25.04. | 10
25.04. | 11
25.04. | 12
25.04. | 13
25.04. | 14
25.04. | 15
25.04. | 16
25.04. | 17
25.04. | 18
25.04. | 19
25.04. | 20
25.04. | 21
25.04. | 22
25.04. | 23
25.04. | 24
26.04. | 1
26.04. | 2
26.04. | 3
26.04. | 4
26.04. | 5
26.04. | 6
26.04. | 7
26.04. | 8
26.04. | 9
26.04. | 10
26.04. | 11
26.04. | 12
26.04. | 13
26.04. | 14
26.04. | 15
26.04. | 16
26.04. | 17
26.04. | 18
26.04. | 19
26.04. | 20
26.04. | 21
26.04. | 22
26.04. | 23
26.04. | 24
27.04. | 1
27.04. | 2
27.04. | 3
27.04. | 4
27.04. | 5
27.04. | 6
27.04. | 7
27.04. | 8
27.04. | 9
27.04. | 10
27.04. | 11
27.04. | 12
27.04. | 13
27.04. | 14
27.04. | 15
27.04. | 16
27.04. | 17
27.04. | 18
27.04. | 19
27.04. | 20
27.04. | 21
27.04. | 22
27.04. | 23
27.04. | 24
28.04. | 1
28.04. | 2
28.04. | 3
28.04. | 4
28.04. | 5
28.04. | 6
28.04. | 7
28.04. | 8
28.04. | 9
28.04. | 10
28.04. | 11
28.04. | 12
28.04. | 13
28.04. | 14
28.04. | 15
28.04. | 16
28.04. | 17
28.04. | 18
28.04. | 19
28.04. | 20
28.04. | 21
28.04. | 22
28.04. | 23
28.04. | 24
29.04. | 1
29.04. | 2
29.04. | 3
29.04. | 4
29.04. | 5
29.04. | 6
29.04. | 7
29.04. | 8
29.04. | 9
29.04. | 10
29.04. | 11
29.04. | 12
29.04. | 13
29.04. | 14
29.04. | 15
29.04. | 16
29.04. | 17
29.04. | 18
29.04. | 19
29.04. | 20
29.04. | 21
29.04. | 22
29.04. | 23
29.04. | 24
30.04. | 1
30.04. | 2
30.04. | 3
30.04. | 4
30.04. | 5
30.04. | 6
30.04. | 7
30.04. | 8
30.04. | 9
30.04. | 10
30.04. | 11
30.04. | 12
30.04. | 13
30.04. | 14
30.04. | 15
30.04. | 16
30.04. | 17
30.04. | 18
30.04. | 19
30.04. | 20
30.04. | 21
30.04. | 22
30.04. | 23
30.04. | 24
01.05. | 1
01.05. | 2
01.05. | 3
01.05. | 4
01.05. | 5
01.05. | 6
01.05. | 7
01.05. | 8
01.05. | 9
01.05. | 10
01.05. | 11
01.05. | 12
01.05. | 13
01.05. | 14
01.05. | 15
01.05. | 16
01.05. | 17
01.05. | 18
01.05. | 19
01.05. | 20
01.05. | 21
01.05. | 22
01.05. | 23
01.05. | 24
02.05. | 1
02.05. | 2
02.05. | 3
02.05. | 4
02.05. | 5
02.05. | 6
02.05. | 7
02.05. | 8
02.05. | 9
02.05. | 10
02.05. | 11
02.05. | 12
02.05. | 13
02.05. | 14
02.05. | 15
02.05. | 16
02.05. | 17
02.05. | 18
02.05. | 19
02.05. | 20
02.05. | 21
02.05. | 22
02.05. | 23
02.05. | 24
03.05. | 1
03.05. | 2
03.05. | 3
03.05. | 4
03.05. | 5
03.05. | 6
03.05. | 7
03.05. | 8
03.05. | 9
03.05. | 10
03.05. | 11
03.05. | 12
03.05. | 13
03.05. | 14
03.05. | 15
03.05. | 16
03.05. | 17
03.05. | 18
03.05. | 19
03.05. | 20
03.05. | 21
03.05. | 22
03.05. | 23
03.05. | 24
04.05. | 1
04.05. | 2
04.05. | 3
04.05. | 4
04.05. | 5
04.05. | 6
04.05. | 7
04.05. | 8
04.05. | 9
04.05. | 10
04.05. | 11
04.05. | 12
04.05. | 13
04.05. | 14
04.05. | 15
04.05. | 16
04.05. | 17
04.05. | 18
04.05. | 19
04.05. | 20
04.05. | 21
04.05. | 22
04.05. | 23
04.05. | 24
05.05. | 1
05.05. | 2
05.05. | 3
05.05. | 4
05.05. | 5
05.05. | 6
05.05. | 7
05.05. | 8
05.05. | 9
05.05. | 10
05.05. | 11
05.05. | 12
05.05. | 13
05.05. | 14
05.05. | 15
05.05. | 16
05.05. | 17
05.05. | 18
05.05. | 19
05.05. | 20
05.05. | 21
05.05. | 22
05.05. | 23
05.05. | 24
06.05. | 1
06.05. | 2
06.05. | 3
06.05. | 4
06.05. | 5
06.05. | 6
06.05. | 7
06.05. | 8
06.05. | 9
06.05. | 10
06.05. | 11
06.05. | 12
06.05. | 13
06.05. | 14
06.05. | 15
06.05. | 16
06.05. | 17
06.05. | 18
06.05. | 19
06.05. | 20
06.05. | 21
06.05. | 22
06.05. | 23
06.05. | 24
07.05. | 1
07.05. | 2
07.05. | 3
07.05. | 4
07.05. | 5
07.05. | 6
07.05. | 7
07.05. | 8
07.05. | 9
07.05. | 10
07.05. | 11
07.05. | 12
07.05. | 13
07.05. | 14
07.05. | 15
07.05. | 16
07.05. | 17
07.05. | 18
07.05. | 19
07.05. | 20
07.05. | 21
07.05. | 22
07.05. | 23
07.05. | 24
08.05. | 1
08.05. | 2
08.05. | 3
08.05. | 4
08.05. | 5
08.05. | 6
08.05. | 7
08.05. | 8
08.05. | 9
08.05. | 10
08.05. | 11
08.05. | 12
08.05. | 13
08.05. | 14
08.05. | 15
08.05. | 16
08.05. | 17
08.05. | 18
08.05. | 19
08.05. | 20
08.05. | 21
08.05. | 22
08.05. | 23
08.05. | 24
09.05. | 1
09.05. | 2
09.05. | 3
09.05. | 4
09.05. | 5
09.05. | 6
09.05. | 7
09.05. | 8
09.05. | 9
09.05. | 10
09.05. | 11
09.05. | 12
09.05. | 13
09.05. | 14
09.05. | 15
09.05. | 16
09.05. | 17
09.05. | 18
09.05. | 19
09.05. | 20
09.05. | 21
09.05. | 22
09.05. | 23
09.05. | 24
10.05. | 1
10.05. | 2
10.05. | 3
10.05. | 4
10.05. | 5
10.05. | 6
10.05. | 7
10.05. | 8
10.05. | 9
10.05. | 10
10.05. | 11
10.05. | 12
10.05. | 13
10.05. | 14
10.05. | 15
10.05. | 16
10.05. | 17
10.05. | 18
10.05. | 19
10.05. | 20
10.05. | 21
10.05. | 22
10.05. | 23
10.05. | 24
11.05. | 1
11.05. | 2
11.05. | 3
11.05. | 4
11.05. | 5
11.05. | 6
11.05. | 7
11.05. | 8
11.05. | 9
11.05. | 10
11.05. | 11
11.05. | 12
11.05. | 13
11.05. | 14
11.05. | 15
11.05. | 16
11.05. | 17
11.05. | 18
11.05. | 19
11.05. | 20
11.05. | 21
11.05. | 22
11.05. | 23
11.05. | 24
12.05. | 1
12.05. | 2
12.05. | 3
12.05. | 4
12.05. | 5
12.05. | 6
12.05. | 7
12.05. | 8
12.05. | 9
12.05. | 10
12.05. | 11
12.05. | 12
12.05. | 13
12.05. | 14
12.05. | 15
12.05. | 16
12.05. | 17
12.05. | 18
12.05. | 19
12.05. | 20
12.05. | 21
12.05. | 22
12.05. | 23
12.05. | 24
13.05. | 1
13.05. | 2
13.05. | 3
13.05. | 4
13.05. | 5
13.05. | 6
13.05. | 7
13.05. | 8
13.05. | 9
13.05. | 10
13.05. | 11
13.05. | 12
13.05. | 13
13.05. | 14
13.05. | 15
13.05. | 16
13.05. | 17
13.05. | 18
13.05. | 19
13.05. | 20
13.05. | 21
13.05. | 22
13.05. | 23
13.05. | 24
14.05. | 1
14.05. | 2
14.05. | 3
14.05. | 4
14.05. | 5
14.05. | 6
14.05. | 7
14.05. | 8
14.05. | 9
14.05. | 10
14.05. | 11
14.05. | 12
14.05. | 13
14.05. | 14
14.05. | 15
14.05. | 16
14.05. | 17
14.05. | 18
14.05. | 19
14.05. | 20
14.05. | 21
14.05. | 22
14.05. | 23
14.05. | 24
15.05. | 1
15.05. | 2
15.05. | 3
15.05. | 4
15.05. | 5
15.05. | 6
15.05. | 7
15.05. | 8
15.05. | 9
15.05. | 10
15.05. | 11
15.05. | 12
15.05. | 13
15.05. | 14
15.05. | 15
15.05. | 16
15.05. | 17
15.05. | 18
15.05. | 19
15.05. | 20
15.05. | 21
15.05. | 22
15.05. | 23
15.05. | 24
16.05. | 1
16.05. | 2
16.05. | 3
16.05. | 4
16.05. | 5
16.05. | 6
16.05. | 7
16.05. | 8
16.05. | 9
16.05. | 10
16.05. | 11
16.05. | 12
16.05. | 13
16.05. | 14
16.05. | 15
16.05. | 16
16.05. | 17
16.05. | 18
16.05. | 19
16.05. | 20
16.05. | 21
16.05. | 22
16.05. | 23
16.05. | 24
17.05. | 1
17.05. | 2
17.05. | 3
17.05. | 4
17.05. | 5
17.05. | 6
17.05. | 7
17.05. | 8
17.05. | 9
17.05. | 10
17.05. | 11
17.05. | 12
17.05. | 13
17.05. | 14
17.05. | 15
17.05. | 16
17.05. | 17
17.05. | 18
17.05. | 19
17.05. | 20
17.05. | 21
17.05. | 22
17.05. | 23
17.05. | 24
18.05. | 1
18.05. | 2
18.05. | 3
18.05. | 4
18.05. | 5
18.05. | 6
18.05. | 7
18.05. | 8
18.05. | 9
18.05. | 10
18.05. | 11
18.05. | 12
18.05. | 13
18.05. | 14
18.05. | 15
18.05. | 16
18.05. | 17
18.05. | 18
18.05. | 19
18.05. | 20
18.05. | 21
18.05. | 22
18.05. | 23
18.05. | 24
19.05. | 1
19.05. | 2
19.05. | 3
19.05. | 4
19.05. | 5
19.05. | 6
19.05. | 7
19.05. | 8
19.05. | 9
19.05. | 10
19.05. | 11
19.05. | 12
19.05. | 13
19.05. | 14
19.05. | 15
19.05. | 16
19.05. | 17
19.05. | 18
19.05. | 19
19.05. | 20
19.05. | 21
19.05. | 22
19.05. | 23
19.05. | 24
20.05. | 1
20.05. | 2
20.05. | 3
20.05. | 4
20.05. | 5
20.05. | 6
20.05. | 7
20.05. | 8
20.05. | 9
20.05. | 10
20.05. | 11
20.05. | 12
20.05. | 13
20.05. | 14
20.05. | 15
20.05. | 16
20.05. | 17
20.05. | 18
20.05. | 19
20.05. | 20
20.05. | 21
20.05. | 22
20.05. | 23
20.05. | 24
21.05. | 1
21.05. | 2
21.05. | 3
21.05. | 4
21.05. | 5
21.05. | 6
21.05. | 7
21.05. | 8
21.05. | 9
21.05. | 10
21.05. | 11
21.05. | 12
21.05. | 13
21.05. | 14
21.05. | 15
21.05. | 16
21.05. | 17
21.05. | 18
21.05. | 19
21.05. | 20
21.05. | 21
21.05. | 22
21.05. | 23
21.05. | 24
22.05. | 1
22.05. | 2
22.05. | 3
22.05. | 4
22.05. | 5
22.05. | 6
22.05. | 7
22.05. | 8
22.05. | 9
22.05. | 10
22.05. | 11
22.05. | 12
22.05. | 13
22.05. | 14
22.05. | 15
22.05. | 16
22.05. | 17
22.05. | 18
22.05. | 19
22.05. | 20
22.05. | 21
22.05. | 22
22.05. | 23
22.05. | 24
23.05. | 1
23.05. | 2
23.05. | 3
23.05. | 4
23.05. | 5
23.05. | 6
23.05. | 7
23.05. | 8
23.05. | 9
23.05. | 10
23.05. | 11
23.05. | 12
23.05. | 13
23.05. | 14
23.05. | 15
23.05. | 16
23.05. | 17
23.05. | 18
23.05. | 19
23.05. | 20
23.05. | 21
23.05. | 22
23.05. | 23
23.05. | 24
24.05. | 1
24.05. | 2
24.05. | 3
24.05. | 4
24.05. | 5
24.05. | 6
24.05. | 7
24.05. | 8
24.05. | 9
24.05. | 10
24.05. | 11
24.05. | 12
24.05. | 13
24.05. | 14
24.05. | 15
24.05. | 16
24.05. | 17
24.05. | 18
24.05. | 19
24.05. | 20
24.05. | 21
24.05. | 22
24.05. | 23
24.05. | 24
25.05. | 1
25.05. | 2
25.05. | 3
25.05. | 4
25.05. | 5
25.05. | 6
25.05. | 7
25.05. | 8
25.05. | 9
25.05. | 10
25.05. | 11
25.05. | 12
25.05. | 13
25.05. | 14
25.05. | 15
25.05. | 16
25.05. | 17
25.05. | 18
25.05. | 19
25.05. | 20
25.05. | 21
25.05. | 22
25.05. | 23
25.05. | 24
26.05. | 1
26.05. | 2
26.05. | 3
26.05. | 4
26.05. | 5
26.05. | 6
26.05. | 7
26.05. | 8
26.05. | 9
26.05. | 10
26.05. | 11
26.05. | 12
26.05. | 13
26.05. | 14
26.05. | 15
26.05. | 16
26.05. | 17
26.05. | 18
26.05. | 19
26.05. | 20
26.05. | 21
26.05. | 22
26.05. | 23
26.05. | 24
27.05. | 1
27.05. | 2
27.05. | 3
27.05. | 4
27.05. | 5
27.05. | 6
27.05. | 7
27.05. | 8
27.05. | 9
27.05. | 10
27.05. | 11
27.05. | 12
27.05. | 13
27.05. | 14
27.05. | 15
27.05. | 16
27.05. | 17
27.05. | 18
27.05. | 19
27.05. | 20
27.05. | 21
27.05. | 22
27.05. | 23
27.05. | 24
28.05. | 1
28.05. | 2
28.05. | 3
28.05. | 4
28.05. | 5
28.05. | 6
28.05. | 7
28.05. | 8
28.05. | 9
28.05. | 10
28.05. | 11
28.05. | 12
28.05. | 13
28.05. | 14
28.05. | 15
28.05. | 16
28.05. | 17
28.05. | 18
28.05. | 19
28.05. | 20
28.05. | 21
28.05. | 22
28.05. | 23
28.05. | 24
29.05. | 1
29.05. | 2
29.05. | 3
29.05. | 4
29.05. | 5
29.05. | 6
29.05. | 7
29.05. | 8
29.05. | 9
29.05. | 10
29.05. | 11
29.05. | 12
29.05. | 13
29.05. | 14
29.05. | 15
29.05. | 16
29.05. | 17
29.05. | 18
29.05. | 19
29.05. | 20
29.05. | 21
29.05. | 22
29.05. | 23
29.05. | 24
30.05. | 1
30.05. | 2
30.05. | 3
30.05. | 4
30.05. | 5
30.05. | 6
30.05. | 7
30.05. | 8
30.05. | 9
30.05. | 10
30.05. | 11
30.05. | 12
30.05. | 13
30.05. | 14
30.05. | 15
30.05. | 16
30.05. | 17
30.05. | 18
30.05. | 19
30.05. | 20
30.05. | 21
30.05. | 22
30.05. | 23
30.05. | 24
31.05. | 1
31.05. | 2
31.05. | 3
31.05. | 4
31.05. | 5
31.05. | 6
31.05. | 7
31.05. | 8
31.05. | 9
31.05. | 10
31.05. | 11
31.05. | 12
31.05. | 13
31.05. | 14
31.05. | 15
31.05. | 16
31.05. | 17
31.05. | 18
31.05. | 19
31.05. | 20
31.05. | 21
31.05. | 22
31.05. | 23
31.05. | 24
01.06. | 1
01.06. | 2
01.06. | 3
01.06. | 4
01.06. | 5
01.06. | 6
01.06. | 7
01.06. | 8
01.06. | 9
01.06. | 10
01.06. | 11
01.06. | 12
01.06. | 13
01.06. | 14
01.06. | 15
01.06. | 16
01.06. | 17
01.06. | 18
01.06. | 19
01.06. | 20
01.06. | 21
01.06. | 22
01.06. | 23
01.06. | 24
02.06. | 1
02.06. | 2
02.06. | 3
02.06. | 4
02.06. | 5
02.06. | 6
02.06. | 7
02.06. | 8
02.06. | 9
02.06. | 10
02.06. | 11
02.06. | 12
02.06. | 13
02.06. | 14
02.06. | 15
02.06. | 16
02.06. | 17
02.06. | 18
02.06. | 19
02.06. | 20
02.06. | 21
02.06. | 22
02.06. | 23
02.06. | 24
03.06. | 1
03.06. | 2
03.06. | 3
03.06. | 4
03.06. | 5
03.06. | 6
03.06. | 7
03.06. | 8
03.06. | 9
03.06. | 10
03.06. | 11
03.06. | 12
03.06. | 13
03.06. | 14
03.06. | 15
03.06. | 16
03.06. | 17
03.06. | 18
03.06. | 19
03.06. | 20
03.06. | 21
03.06. | 22
03.06. | 23
03.06. | 24
04.06. | 1
04.06. | 2
04.06. | 3
04.06. | 4
04.06. | 5
04.06. | 6
04.06. | 7
04.06. | 8
04.06. | 9
04.06. | 10
04.06. | 11
04.06. | 12
04.06. | 13
04.06. | 14
04.06. | 15
04.06. | 16
04.06. | 17
04.06. | 18
04.06. | 19
04.06. | 20
04.06. | 21
04.06. | 22
04.06. | 23
04.06. | 24
05.06. | 1
05.06. | 2
05.06. | 3
05.06. | 4
05.06. | 5
05.06. | 6
05.06. | 7
05.06. | 8
05.06. | 9
05.06. | 10
05.06. | 11
05.06. | 12
05.06. | 13
05.06. | 14
05.06. | 15
05.06. | 16
05.06. | 17
05.06. | 18
05.06. | 19
05.06. | 20
05.06. | 21
05.06. | 22
05.06. | 23
05.06. | 24
06.06. | 1
06.06. | 2
06.06. | 3
06.06. | 4
06.06. | 5
06.06. | 6
06.06. | 7
06.06. | 8
06.06. | 9
06.06. | 10
06.06. | 11
06.06. | 12
06.06. | 13
06.06. | 14
06.06. | 15
06.06. | 16
06.06. | 17
06.06. | 18
06.06. | 19
06.06. | 20
06.06. | 21
06.06. | 22
06.06. | 23
06.06. | 24
07.06. | 1
07.06. | 2
07.06. | 3
07.06. | 4
07.06. | 5
07.06. | 6
07.06. | 7
07.06. | 8
07.06. | 9
07.06. | 10
07.06. | 11
07.06. | 12
07.06. | 13
07.06. | 14
07.06. | 15
07.06. | 16
07.06. | 17
07.06. | 18
07.06. | 19
07.06. | 20
07.06. | 21
07.06. | 22
07.06. | 23
07.06. | 24
08.06. | 1
08.06. | 2
08.06. | 3
08.06. | 4
08.06. | 5
08.06. | 6
08.06. | 7
08.06. | 8
08.06. | 9
08.06. | 10
08.06. | 11
08.06. | 12
08.06. | 13
08.06. | 14
08.06. | 15
08.06. | 16
08.06. | 17
08.06. | 18
08.06. | 19
08.06. | 20
08.06. | 21
08.06. | 22
08.06. | 23
08.06. | 24
09.06. | 1
09.06. | 2
09.06. | 3
09.06. | 4
09.06. | 5
09.06. | 6
09.06. | 7
09.06. | 8
09.06. | 9
09.06. | 10
09.06. | 11
09.06. | 12
09.06. | 13
09.06. | 14
09.06. | 15
09.06. | 16
09.06. | 17
09.06. | 18
09.06. | 19
09.06. | 20
09.06. | 21
09.06. | 22
09.06. | 23
09.06. | 24
10.06. | 1
10.06. | 2
10.06. | 3
10.06. | 4
10.06. | 5
10.06. | 6
10.06. | 7
10.06. | 8
10.06. | 9
10.06. | 10
10.06. | 11
10.06. | 12
10.06. | 13
10.06. | 14
10.06. | 15
10.06. | 16
10.06. | 17
10.06. | 18
10.06. | 19
10.06. | 20
10.06. | 21
10.06. | 22
10.06. | 23
10.06. | 24
11.06. | 1
11.06. | 2
11.06. | 3
11.06. | 4
11.06. | 5
11.06. | 6
11.06. | 7
11.06. | 8
11.06. | 9
11.06. | 10
11.06. | 11
11.06. | 12
11.06. | 13
11.06. | 14
11.06. | 15
11.06. | 16
11.06. | 17
11.06. | 18
11.06. | 19
11.06. | 20
11.06. | 21
11.06. | 22
11.06. | 23
11.06. | 24
12.06. | 1
12.06. | 2
12.06. | 3
12.06. | 4
12.06. | 5
12.06. | 6
12.06. | 7
12.06. | 8
12.06. | 9
12.06. | 10
12.06. | 11
12.06. | 12
12.06. | 13
12.06. | 14
12.06. | 15
12.06. | 16
12.06. | 17
12.06. | 18
12.06. | 19
12.06. | 20
12.06. | 21
12.06. | 22
12.06. | 23
12.06. | 24
13.06. | 1
13.06. | 2
13.06. | 3
13.06. | 4
13.06. | 5
13.06. | 6
13.06. | 7
13.06. | 8
13.06. | 9
13.06. | 10
13.06. | 11
13.06. | 12
13.06. | 13
13.06. | 14
13.06. | 15
13.06. | 16
13.06. | 17
13.06. | 18
13.06. | 19
13.06. | 20
13.06. | 21
13.06. | 22
13.06. | 23
13.06. | 24
14.06. | 1
14.06. | 2
14.06. | 3
14.06. | 4
14.06. | 5
14.06. | 6
14.06. | 7
14.06. | 8
14.06. | 9
14.06. | 10
14.06. | 11
14.06. | 12
14.06. | 13
14.06. | 14
14.06. | 15
14.06. | 16
14.06. | 17
14.06. | 18
14.06. | 19
14.06. | 20
14.06. | 21
14.06. | 22
14.06. | 23
14.06. | 24
15.06. | 1
15.06. | 2
15.06. | 3
15.06. | 4
15.06. | 5
15.06. | 6
15.06. | 7
15.06. | 8
15.06. | 9
15.06. | 10
15.06. | 11
15.06. | 12
15.06. | 13
15.06. | 14
15.06. | 15
15.06. | 16
15.06. | 17
15.06. | 18
15.06. | 19
15.06. | 20
15.06. | 21
15.06. | 22
15.06. | 23
15.06. | 24
16.06. | 1
16.06. | 2
16.06. | 3
16.06. | 4
16.06. | 5
16.06. | 6
16.06. | 7
16.06. | 8
16.06. | 9
16.06. | 10
16.06. | 11
16.06. | 12
16.06. | 13
16.06. | 14
16.06. | 15
16.06. | 16
16.06. | 17
16.06. | 18
16.06. | 19
16.06. | 20
16.06. | 21
16.06. | 22
16.06. | 23
16.06. | 24
17.06. | 1
17.06. | 2
17.06. | 3
17.06. | 4
17.06. | 5
17.06. | 6
17.06. | 7
17.06. | 8
17.06. | 9
17.06. | 10
17.06. | 11
17.06. | 12
17.06. | 13
17.06. | 14
17.06. | 15
17.06. | 16
17.06. | 17
17.06. | 18
17.06. | 19
17.06. | 20
17.06. | 21
17.06. | 22
17.06. | 23
17.06. | 24
18.06. | 1
18.06. | 2
18.06. | 3
18.06. | 4
18.06. | 5
18.06. | 6
18.06. | 7
18.06. | 8
18.06. | 9
18.06. | 10
18.06. | 11
18.06. | 12
18.06. | 13
18.06. | 14
18.06. | 15
18.06. | 16
18.06. | 17
18.06. | 18
18.06. | 19
18.06. | 20
18.06. | 21
18.06. | 22
18.06. | 23
18.06. | 24
19.06. | 1
19.06. | 2
19.06. | 3
19.06. | 4
19.06. | 5
19.06. | 6
19.06. | 7
19.06. | 8
19.06. | 9
19.06. | 10
19.06. | 11
19.06. | 12
19.06. | 13
19.06. | 14
19.06. | 15
19.06. | 16
19.06. | 17
19.06. | 18
19.06. | 19
19.06. | 20
19.06. | 21
19.06. | 22
19.06. | 23
19.06. | 24
20.06. | 1
20.06. | 2
20.06. | 3
20.06. | 4
20.06. | 5
20.06. | 6
20.06. | 7
20.06. | 8
20.06. | 9
20.06. | 10
20.06. | 11
20.06. | 12
20.06. | 13
20.06. | 14
20.06. | 15
20.06. | 16
20.06. | 17
20.06. | 18
20.06. | 19
20.06. | 20
20.06. | 21
20.06. | 22
20.06. | 23
20.06. | 24
21.06. | 1
21.06. | 2
21.06. | 3
21.06. | 4
21.06. | 5
21.06. | 6
21.06. | 7
21.06. | 8
21.06. | 9
21.06. | 10
21.06. | 11
21.06. | 12
21.06. | 13
21.06. | 14
21.06. | 15
21.06. | 16
21.06. | 17
21.06. | 18
21.06. | 19
21.06. | 20
21.06. | 21
21.06. | 22
21.06. | 23
21.06. | 24
22.06. | 1
22.06. | 2
22.06. | 3
22.06. | 4
22.06. | 5
22.06. | 6
22.06. | 7
22.06. | 8
22.06. | 9
22.06. | 10
22.06. | 11
22.06. | 12
22.06. | 13
22.06. | 14
22.06. | 15
22.06. | 16
22.06. | 17
22.06. | 18
22.06. | 19
22.06. | 20
22.06. | 21
22.06. | 22
22.06. | 23
22.06. | 24
23.06. | 1
23.06. | 2
23.06. | 3
23.06. | 4
23.06. | 5
23.06. | 6
23.06. | 7
23.06. | 8
23.06. | 9
23.06. | 10
23.06. | 11
23.06. | 12
23.06. | 13
23.06. | 14
23.06. | 15
23.06. | 16
23.06. | 17
23.06. | 18
23.06. | 19
23.06. | 20
23.06. | 21
23.06. | 22
23.06. | 23
23.06. | 24
24.06. | 1
24.06. | 2
24.06. | 3
24.06. | 4
24.06. | 5
24.06. | 6
24.06. | 7
24.06. | 8
24.06. | 9
24.06. | 10
24.06. | 11
24.06. | 12
24.06. | 13
24.06. | 14
24.06. | 15
24.06. | 16
24.06. | 17
24.06. | 18
24.06. | 19
24.06. | 20
24.06. | 21
24.06. | 22
24.06. | 23
24.06. | 24
25.06. | 1
25.06. | 2
25.06. | 3
25.06. | 4
25.06. | 5
25.06. | 6
25.06. | 7
25.06. | 8
25.06. | 9
25.06. | 10
25.06. | 11
25.06. | 12
25.06. | 13
25.06. | 14
25.06. | 15
25.06. | 16
25.06. | 17
25.06. | 18
25.06. | 19
25.06. | 20
25.06. | 21
25.06. | 22
25.06. | 23
25.06. | 24
26.06. | 1
26.06. | 2
26.06. | 3
26.06. | 4
26.06. | 5
26.06. | 6
26.06. | 7
26.06. | 8
26.06. | 9
26.06. | 10
26.06. | 11
26.06. | 12
26.06. | 13
26.06. | 14
26.06. | 15
26.06. | 16
26.06. | 17
26.06. | 18
26.06. | 19
26.06. | 20
26.06. | 21
26.06. | 22
26.06. | 23
26.06. | 24
27.06. | 1
27.06. | 2
27.06. | 3
27.06. | 4
27.06. | 5
27.06. | 6
27.06. | 7
27.06. | 8
27.06. | 9
27.06. | 10
27.06. | 11
27.06. | 12
27.06. | 13
27.06. | 14
27.06. | 15
27.06. | 16
27.06. | 17
27.06. | 18
27.06. | 19
27.06. | 20
27.06. | 21
27.06. | 22
27.06. | 23
27.06. | 24
28.06. | 1
28.06. | 2
28.06. | 3
28.06. | 4
28.06. | 5
28.06. | 6
28.06. | 7
28.06. | 8
28.06. | 9
28.06. | 10
28.06. | 11
28.06. | 12
28.06. | 13
28.06. | 14
28.06. | 15
28.06. | 16
28.06. | 17
28.06. | 18
28.06. | 19
28.06. | 20
28.06. | 21
28.06. | 22
28.06. | 23
28.06. | 24
29.06. | 1
29.06. | 2
29.06. | 3
29.06. | 4
29.06. | 5
29.06. | 6
29.06. | 7
29.06. | 8
29.06. | 9
29.06. | 10
29.06. | 11
29.06. | 12
29.06. | 13
29.06. | 14
29.06. | 15
29.06. | 16
29.06. | 17
29.06. | 18
29.06. | 19
29.06. | 20
29.06. | 21
29.06. | 22
29.06. | 23
29.06. | 24
30.06. | 1
30.06. | 2
30.06. | 3
30.06. | 4
30.06. | 5
30.06. | 6
30.06. | 7
30.06. | 8
30.06. | 9
30.06. | 10
30.06. | 11
30.06. | 12
30.06. | 13
30.06. | 14
30.06. | 15
30.06. | 16
30.06. | 17
30.06. | 18
30.06. | 19
30.06. | 20
30.06. | 21
30.06. | 22
30.06. | 23
30.06. | 24
01.07. | 1
01.07. | 2
01.07. | 3
01.07. | 4
01.07. | 5
01.07. | 6
01.07. | 7
01.07. | 8
01.07. | 9
01.07. | 10
01.07. | 11
01.07. | 12
01.07. | 13
01.07. | 14
01.07. | 15
01.07. | 16
01.07. | 17
01.07. | 18
01.07. | 19
01.07. | 20
01.07. | 21
01.07. | 22
01.07. | 23
01.07. | 24
02.07. | 1
02.07. | 2
02.07. | 3
02.07. | 4
02.07. | 5
02.07. | 6
02.07. | 7
02.07. | 8
02.07. | 9
02.07. | 10
02.07. | 11
02.07. | 12
02.07. | 13
02.07. | 14
02.07. | 15
02.07. | 16
02.07. | 17
02.07. | 18
02.07. | 19
02.07. | 20
02.07. | 21
02.07. | 22
02.07. | 23
02.07. | 24
03.07. | 1
03.07. | 2
03.07. | 3
03.07. | 4
03.07. | 5
03.07. | 6
03.07. | 7
03.07. | 8
03.07. | 9
03.07. | 10
03.07. | 11
03.07. | 12
03.07. | 13
03.07. | 14
03.07. | 15
03.07. | 16
03.07. | 17
03.07. | 18
03.07. | 19
03.07. | 20
03.07. | 21
03.07. | 22
03.07. | 23
03.07. | 24
04.07. | 1
04.07. | 2
04.07. | 3
04.07. | 4
04.07. | 5
04.07. | 6
04.07. | 7
04.07. | 8
04.07. | 9
04.07. | 10
04.07. | 11
04.07. | 12
04.07. | 13
04.07. | 14
04.07. | 15
04.07. | 16
04.07. | 17
04.07. | 18
04.07. | 19
04.07. | 20
04.07. | 21
04.07. | 22
04.07. | 23
04.07. | 24
05.07. | 1
05.07. | 2
05.07. | 3
05.07. | 4
05.07. | 5
05.07. | 6
05.07. | 7
05.07. | 8
05.07. | 9
05.07. | 10
05.07. | 11
05.07. | 12
05.07. | 13
05.07. | 14
05.07. | 15
05.07. | 16
05.07. | 17
05.07. | 18
05.07. | 19
05.07. | 20
05.07. | 21
05.07. | 22
05.07. | 23
05.07. | 24
06.07. | 1
06.07. | 2
06.07. | 3
06.07. | 4
06.07. | 5
06.07. | 6
06.07. | 7
06.07. | 8
06.07. | 9
06.07. | 10
06.07. | 11
06.07. | 12
06.07. | 13
06.07. | 14
06.07. | 15
06.07. | 16
06.07. | 17
06.07. | 18
06.07. | 19
06.07. | 20
06.07. | 21
06.07. | 22
06.07. | 23
06.07. | 24
07.07. | 1
07.07. | 2
07.07. | 3
07.07. | 4
07.07. | 5
07.07. | 6
07.07. | 7
07.07. | 8
07.07. | 9
07.07. | 10
07.07. | 11
07.07. | 12
07.07. | 13
07.07. | 14
07.07. | 15
07.07. | 16
07.07. | 17
07.07. | 18
07.07. | 19
07.07. | 20
07.07. | 21
07.07. | 22
07.07. | 23
07.07. | 24
08.07. | 1
08.07. | 2
08.07. | 3
08.07. | 4
08.07. | 5
08.07. | 6
08.07. | 7
08.07. | 8
08.07. | 9
08.07. | 10
08.07. | 11
08.07. | 12
08.07. | 13
08.07. | 14
08.07. | 15
08.07. | 16
08.07. | 17
08.07. | 18
08.07. | 19
08.07. | 20
08.07. | 21
08.07. | 22
08.07. | 23
08.07. | 24
09.07. | 1
09.07. | 2
09.07. | 3
09.07. | 4
09.07. | 5
09.07. | 6
09.07. | 7
09.07. | 8
09.07. | 9
09.07. | 10
09.07. | 11
09.07. | 12
09.07. | 13
09.07. | 14
09.07. | 15
09.07. | 16
09.07. | 17
09.07. | 18
09.07. | 19
09.07. | 20
09.07. | 21
09.07. | 22
09.07. | 23
09.07. | 24
10.07. | 1
10.07. | 2
10.07. | 3
10.07. | 4
10.07. | 5
10.07. | 6
10.07. | 7
10.07. | 8
10.07. | 9
10.07. | 10
10.07. | 11
10.07. | 12
10.07. | 13
10.07. | 14
10.07. | 15
10.07. | 16
10.07. | 17
10.07. | 18
10.07. | 19
10.07. | 20
10.07. | 21
10.07. | 22
10.07. | 23
10.07. | 24
11.07. | 1
11.07. | 2
11.07. | 3
11.07. | 4
11.07. | 5
11.07. | 6
11.07. | 7
11.07. | 8
11.07. | 9
11.07. | 10
11.07. | 11
11.07. | 12
11.07. | 13
11.07. | 14
11.07. | 15
11.07. | 16
11.07. | 17
11.07. | 18
11.07. | 19
11.07. | 20
11.07. | 21
11.07. | 22
11.07. | 23
11.07. | 24
12.07. | 1
12.07. | 2
12.07. | 3
12.07. | 4
12.07. | 5
12.07. | 6
12.07. | 7
12.07. | 8
12.07. | 9
12.07. | 10
12.07. | 11
12.07. | 12
12.07. | 13
12.07. | 14
12.07. | 15
12.07. | 16
12.07. | 17
12.07. | 18
12.07. | 19
12.07. | 20
12.07. | 21
12.07. | 22
12.07. | 23
12.07. | 24
13.07. | 1
13.07. | 2
13.07. | 3
13.07. | 4
13.07. | 5
13.07. | 6
13.07. | 7
13.07. | 8
13.07. | 9
13.07. | 10
13.07. | 11
13.07. | 12
13.07. | 13
13.07. | 14
13.07. | 15
13.07. | 16
13.07. | 17
13.07. | 18
13.07. | 19
13.07. | 20
13.07. | 21
13.07. | 22
13.07. | 23
13.07. | 24
14.07. | 1
14.07. | 2
14.07. | 3
14.07. | 4
14.07. | 5
14.07. | 6
14.07. | 7
14.07. | 8
14.07. | 9
14.07. | 10
14.07. | 11
14.07. | 12
14.07. | 13
14.07. | 14
14.07. | 15
14.07. | 16
14.07. | 17
14.07. | 18
14.07. | 19
14.07. | 20
14.07. | 21
14.07. | 22
14.07. | 23
14.07. | 24
15.07. | 1
15.07. | 2
15.07. | 3
15.07. | 4
15.07. | 5
15.07. | 6
15.07. | 7
15.07. | 8
15.07. | 9
15.07. | 10
15.07. | 11
15.07. | 12
15.07. | 13
15.07. | 14
15.07. | 15
15.07. | 16
15.07. | 17
15.07. | 18
15.07. | 19
15.07. | 20
15.07. | 21
15.07. | 22
15.07. | 23
15.07. | 24
16.07. | 1
16.07. | 2
16.07. | 3
16.07. | 4
16.07. | 5
16.07. | 6
16.07. | 7
16.07. | 8
16.07. | 9
16.07. | 10
16.07. | 11
16.07. | 12
16.07. | 13
16.07. | 14
16.07. | 15
16.07. | 16
16.07. | 17
16.07. | 18
16.07. | 19
16.07. | 20
16.07. | 21
16.07. | 22
16.07. | 23
16.07. | 24
17.07. | 1
17.07. | 2
17.07. | 3
17.07. | 4
17.07. | 5
17.07. | 6
17.07. | 7
17.07. | 8
17.07. | 9
17.07. | 10
17.07. | 11
17.07. | 12
17.07. | 13
17.07. | 14
17.07. | 15
17.07. | 16
17.07. | 17
17.07. | 18
17.07. | 19
17.07. | 20
17.07. | 21
17.07. | 22
17.07. | 23
17.07. | 24
18.07. | 1
18.07. | 2
18.07. | 3
18.07. | 4
18.07. | 5
18.07. | 6
18.07. | 7
18.07. | 8
18.07. | 9
18.07. | 10
18.07. | 11
18.07. | 12
18.07. | 13
18.07. | 14
18.07. | 15
18.07. | 16
18.07. | 17
18.07. | 18
18.07. | 19
18.07. | 20
18.07. | 21
18.07. | 22
18.07. | 23
18.07. | 24
19.07. | 1
19.07. | 2
19.07. | 3
19.07. | 4
19.07. | 5
19.07. | 6
19.07. | 7
19.07. | 8
19.07. | 9
19.07. | 10
19.07. | 11
19.07. | 12
19.07. | 13
19.07. | 14
19.07. | 15
19.07. | 16
19.07. | 17
19.07. | 18
19.07. | 19
19.07. | 20
19.07. | 21
19.07. | 22
19.07. | 23
19.07. | 24
20.07. | 1
20.07. | 2
20.07. | 3
20.07. | 4
20.07. | 5
20.07. | 6
20.07. | 7
20.07. | 8
20.07. | 9
20.07. | 10
20.07. | 11
20.07. | 12
20.07. | 13
20.07. | 14
20.07. | 15
20.07. | 16
20.07. | 17
20.07. | 18
20.07. | 19
20.07. | 20
20.07. | 21
20.07. | 22
20.07. | 23
20.07. | 24
21.07. | 1
21.07. | 2
21.07. | 3
21.07. | 4
21.07. | 5
21.07. | 6
21.07. | 7
21.07. | 8
21.07. | 9
21.07. | 10
21.07. | 11
21.07. | 12
21.07. | 13
21.07. | 14
21.07. | 15
21.07. | 16
21.07. | 17
21.07. | 18
21.07. | 19
21.07. | 20
21.07. | 21
21.07. | 22
21.07. | 23
21.07. | 24
22.07. | 1
22.07. | 2
22.07. | 3
22.07. | 4
22.07. | 5
22.07. | 6
22.07. | 7
22.07. | 8
22.07. | 9
22.07. | 10
22.07. | 11
22.07. | 12
22.07. | 13
22.07. | 14
22.07. | 15
22.07. | 16
22.07. | 17
22.07. | 18
22.07. | 19
22.07. | 20
22.07. | 21
22.07. | 22
22.07. | 23
22.07. | 24
23.07. | 1
23.07. | 2
23.07. | 3
23.07. | 4
23.07. | 5
23.07. | 6
23.07. | 7
23.07. | 8
23.07. | 9
23.07. | 10
23.07. | 11
23.07. | 12
23.07. | 13
23.07. | 14
23.07. | 15
23.07. | 16
23.07. | 17
23.07. | 18
23.07. | 19
23.07. | 20
23.07. | 21
23.07. | 22
23.07. | 23
23.07. | 24
24.07. | 1
24.07. | 2
24.07. | 3
24.07. | 4
24.07. | 5
24.07. | 6
24.07. | 7
24.07. | 8
24.07. | 9
24.07. | 10
24.07. | 11
24.07. | 12
24.07. | 13
24.07. | 14
24.07. | 15
24.07. | 16
24.07. | 17
24.07. | 18
24.07. | 19
24.07. | 20
24.07. | 21
24.07. | 22
24.07. | 23
24.07. | 24
25.07. | 1
25.07. | 2
25.07. | 3
25.07. | 4
25.07. | 5
25.07. | 6
25.07. | 7
25.07. | 8
25.07. | 9
25.07. | 10
25.07. | 11
25.07. | 12
25.07. | 13
25.07. | 14
25.07. | 15
25.07. | 16
25.07. | 17
25.07. | 18
25.07. | 19
25.07. | 20
25.07. | 21
25.07. | 22
25.07. | 23
25.07. | 24
26.07. | 1
26.07. | 2
26.07. | 3
26.07. | 4
26.07. | 5
26.07. | 6
26.07. | 7
26.07. | 8
26.07. | 9
26.07. | 10
26.07. | 11
26.07. | 12
26.07. | 13
26.07. | 14
26.07. | 15
26.07. | 16
26.07. | 17
26.07. | 18
26.07. | 19
26.07. | 20
26.07. | 21
26.07. | 22
26.07. | 23
26.07. | 24
27.07. | 1
27.07. | 2
27.07. | 3
27.07. | 4
27.07. | 5
27.07. | 6
27.07. | 7
27.07. | 8
27.07. | 9
27.07. | 10
27.07. | 11
27.07. | 12
27.07. | 13
27.07. | 14
27.07. | 15
27.07. | 16
27.07. | 17
27.07. | 18
27.07. | 19
27.07. | 20
27.07. | 21
27.07. | 22
27.07. | 23
27.07. | 24
28.07. | 1
28.07. | 2
28.07. | 3
28.07. | 4
28.07. | 5
28.07. | 6
28.07. | 7
28.07. | 8
28.07. | 9
28.07. | 10
28.07. | 11
28.07. | 12
28.07. | 13
28.07. | 14
28.07. | 15
28.07. | 16
28.07. | 17
28.07. | 18
28.07. | 19
28.07. | 20
28.07. | 21
28.07. | 22
28.07. | 23
28.07. | 24
29.07. | 1
29.07. | 2
29.07. | 3
29.07. | 4
29.07. | 5
29.07. | 6
29.07. | 7
29.07. | 8
29.07. | 9
29.07. | 10
29.07. | 11
29.07. | 12
29.07. | 13
29.07. | 14
29.07. | 15
29.07. | 16
29.07. | 17
29.07. | 18
29.07. | 19
29.07. | 20
29.07. | 21
29.07. | 22
29.07. | 23
29.07. | 24
30.07. | 1
30.07. | 2
30.07. | 3
30.07. | 4
30.07. | 5
30.07. | 6
30.07. | 7
30.07. | 8
30.07. | 9
30.07. | 10
30.07. | 11
30.07. | 12
30.07. | 13
30.07. | 14
30.07. | 15
30.07. | 16
30.07. | 17
30.07. | 18
30.07. | 19
30.07. | 20
30.07. | 21
30.07. | 22
30.07. | 23
30.07. | 24
31.07. | 1
31.07. | 2
31.07. | 3
31.07. | 4
31.07. | 5
31.07. | 6
31.07. | 7
31.07. | 8
31.07. | 9
31.07. | 10
31.07. | 11
31.07. | 12
31.07. | 13
31.07. | 14
31.07. | 15
31.07. | 16
31.07. | 17
31.07. | 18
31.07. | 19
31.07. | 20
31.07. | 21
31.07. | 22
31.07. | 23
31.07. | 24
01.08. | 1
01.08. | 2
01.08. | 3
01.08. | 4
01.08. | 5
01.08. | 6
01.08. | 7
01.08. | 8
01.08. | 9
01.08. | 10
01.08. | 11
01.08. | 12
01.08. | 13
01.08. | 14
01.08. | 15
01.08. | 16
01.08. | 17
01.08. | 18
01.08. | 19
01.08. | 20
01.08. | 21
01.08. | 22
01.08. | 23
01.08. | 24
02.08. | 1
02.08. | 2
02.08. | 3
02.08. | 4
02.08. | 5
02.08. | 6
02.08. | 7
02.08. | 8
02.08. | 9
02.08. | 10
02.08. | 11
02.08. | 12
02.08. | 13
02.08. | 14
02.08. | 15
02.08. | 16
02.08. | 17
02.08. | 18
02.08. | 19
02.08. | 20
02.08. | 21
02.08. | 22
02.08. | 23
02.08. | 24
03.08. | 1
03.08. | 2
03.08. | 3
03.08. | 4
03.08. | 5
03.08. | 6
03.08. | 7
03.08. | 8
03.08. | 9
03.08. | 10
03.08. | 11
03.08. | 12
03.08. | 13
03.08. | 14
03.08. | 15
03.08. | 16
03.08. | 17
03.08. | 18
03.08. | 19
03.08. | 20
03.08. | 21
03.08. | 22
03.08. | 23
03.08. | 24
04.08. | 1
04.08. | 2
04.08. | 3
04.08. | 4
04.08. | 5
04.08. | 6
04.08. | 7
04.08. | 8
04.08. | 9
04.08. | 10
04.08. | 11
04.08. | 12
04.08. | 13
04.08. | 14
04.08. | 15
04.08. | 16
04.08. | 17
04.08. | 18
04.08. | 19
04.08. | 20
04.08. | 21
04.08. | 22
04.08. | 23
04.08. | 24
05.08. | 1
05.08. | 2
05.08. | 3
05.08. | 4
05.08. | 5
05.08. | 6
05.08. | 7
05.08. | 8
05.08. | 9
05.08. | 10
05.08. | 11
05.08. | 12
05.08. | 13
05.08. | 14
05.08. | 15
05.08. | 16
05.08. | 17
05.08. | 18
05.08. | 19
05.08. | 20
05.08. | 21
05.08. | 22
05.08. | 23
05.08. | 24
06.08. | 1
06.08. | 2
06.08. | 3
06.08. | 4
06.08. | 5
06.08. | 6
06.08. | 7
06.08. | 8
06.08. | 9
06.08. | 10
06.08. | 11
06.08. | 12
06.08. | 13
06.08. | 14
06.08. | 15
06.08. | 16
06.08. | 17
06.08. | 18
06.08. | 19
06.08. | 20
06.08. | 21
06.08. | 22
06.08. | 23
06.08. | 24
07.08. | 1
07.08. | 2
07.08. | 3
07.08. | 4
07.08. | 5
07.08. | 6
07.08. | 7
07.08. | 8
07.08. | 9
07.08. | 10
07.08. | 11
07.08. | 12
07.08. | 13
07.08. | 14
07.08. | 15
07.08. | 16
07.08. | 17
07.08. | 18
07.08. | 19
07.08. | 20
07.08. | 21
07.08. | 22
07.08. | 23
07.08. | 24
08.08. | 1
08.08. | 2
08.08. | 3
08.08. | 4
08.08. | 5
08.08. | 6
08.08. | 7
08.08. | 8
08.08. | 9
08.08. | 10
08.08. | 11
08.08. | 12
08.08. | 13
08.08. | 14
08.08. | 15
08.08. | 16
08.08. | 17
08.08. | 18
08.08. | 19
08.08. | 20
08.08. | 21
08.08. | 22
08.08. | 23
08.08. | 24
09.08. | 1
09.08. | 2
09.08. | 3
09.08. | 4
09.08. | 5
09.08. | 6
09.08. | 7
09.08. | 8
09.08. | 9
09.08. | 10
09.08. | 11
09.08. | 12
09.08. | 13
09.08. | 14
09.08. | 15
09.08. | 16
09.08. | 17
09.08. | 18
09.08. | 19
09.08. | 20
09.08. | 21
09.08. | 22
09.08. | 23
09.08. | 24
10.08. | 1
10.08. | 2
10.08. | 3
10.08. | 4
10.08. | 5
10.08. | 6
10.08. | 7
10.08. | 8
10.08. | 9
10.08. | 10
10.08. | 11
10.08. | 12
10.08. | 13
10.08. | 14
10.08. | 15
10.08. | 16
10.08. | 17
10.08. | 18
10.08. | 19
10.08. | 20
10.08. | 21
10.08. | 22
10.08. | 23
10.08. | 24
11.08. | 1
11.08. | 2
11.08. | 3
11.08. | 4
11.08. | 5
11.08. | 6
11.08. | 7
11.08. | 8
11.08. | 9
11.08. | 10
11.08. | 11
11.08. | 12
11.08. | 13
11.08. | 14
11.08. | 15
11.08. | 16
11.08. | 17
11.08. | 18
11.08. | 19
11.08. | 20
11.08. | 21
11.08. | 22
11.08. | 23
11.08. | 24
12.08. | 1
12.08. | 2
12.08. | 3
12.08. | 4
12.08. | 5
12.08. | 6
12.08. | 7
12.08. | 8
12.08. | 9
12.08. | 10
12.08. | 11
12.08. | 12
12.08. | 13
12.08. | 14
12.08. | 15
12.08. | 16
12.08. | 17
12.08. | 18
12.08. | 19
12.08. | 20
12.08. | 21
12.08. | 22
12.08. | 23
12.08. | 24
13.08. | 1
13.08. | 2
13.08. | 3
13.08. | 4
13.08. | 5
13.08. | 6
13.08. | 7
13.08. | 8
13.08. | 9
13.08. | 10
13.08. | 11
13.08. | 12
13.08. | 13
13.08. | 14
13.08. | 15
13.08. | 16
13.08. | 17
13.08. | 18
13.08. | 19
13.08. | 20
13.08. | 21
13.08. | 22
13.08. | 23
13.08. | 24
14.08. | 1
14.08. | 2
14.08. | 3
14.08. | 4
14.08. | 5
14.08. | 6
14.08. | 7
14.08. | 8
14.08. | 9
14.08. | 10
14.08. | 11
14.08. | 12
14.08. | 13
14.08. | 14
14.08. | 15
14.08. | 16
14.08. | 17
14.08. | 18
14.08. | 19
14.08. | 20
14.08. | 21
14.08. | 22
14.08. | 23
14.08. | 24
15.08. | 1
15.08. | 2
15.08. | 3
15.08. | 4
15.08. | 5
15.08. | 6
15.08. | 7
15.08. | 8
15.08. | 9
15.08. | 10
15.08. | 11
15.08. | 12
15.08. | 13
15.08. | 14
15.08. | 15
15.08. | 16
15.08. | 17
15.08. | 18
15.08. | 19
15.08. | 20
15.08. | 21
15.08. | 22
15.08. | 23
15.08. | 24
16.08. | 1
16.08. | 2
16.08. | 3
16.08. | 4
16.08. | 5
16.08. | 6
16.08. | 7
16.08. | 8
16.08. | 9
16.08. | 10
16.08. | 11
16.08. | 12
16.08. | 13
16.08. | 14
16.08. | 15
16.08. | 16
16.08. | 17
16.08. | 18
16.08. | 19
16.08. | 20
16.08. | 21
16.08. | 22
16.08. | 23
16.08. | 24
17.08. | 1
17.08. | 2
17.08. | 3
17.08. | 4
17.08. | 5
17.08. | 6
17.08. | 7
17.08. | 8
17.08. | 9
17.08. | 10
17.08. | 11
17.08. | 12
17.08. | 13
17.08. | 14
17.08. | 15
17.08. | 16
17.08. | 17
17.08. | 18
17.08. | 19
17.08. | 20
17.08. | 21
17.08. | 22
17.08. | 23
17.08. | 24
18.08. | 1
18.08. | 2
18.08. | 3
18.08. | 4
18.08. | 5
18.08. | 6
18.08. | 7
18.08. | 8
18.08. | 9
18.08. | 10
18.08. | 11
18.08. | 12
18.08. | 13
18.08. | 14
18.08. | 15
18.08. | 16
18.08. | 17
18.08. | 18
18.08. | 19
18.08. | 20
18.08. | 21
18.08. | 22
18.08. | 23
18.08. | 24
19.08. | 1
19.08. | 2
19.08. | 3
19.08. | 4
19.08. | 5
19.08. | 6
19.08. | 7
19.08. | 8
19.08. | 9
19.08. | 10
19.08. | 11
19.08. | 12
19.08. | 13
19.08. | 14
19.08. | 15
19.08. | 16
19.08. | 17
19.08. | 18
19.08. | 19
19.08. | 20
19.08. | 21
19.08. | 22
19.08. | 23
19.08. | 24
20.08. | 1
20.08. | 2
20.08. | 3
20.08. | 4
20.08. | 5
20.08. | 6
20.08. | 7
20.08. | 8
20.08. | 9
20.08. | 10
20.08. | 11
20.08. | 12
20.08. | 13
20.08. | 14
20.08. | 15
20.08. | 16
20.08. | 17
20.08. | 18
20.08. | 19
20.08. | 20
20.08. | 21
20.08. | 22
20.08. | 23
20.08. | 24
21.08. | 1
21.08. | 2
21.08. | 3
21.08. | 4
21.08. | 5
21.08. | 6
21.08. | 7
21.08. | 8
21.08. | 9
21.08. | 10
21.08. | 11
21.08. | 12
21.08. | 13
21.08. | 14
21.08. | 15
21.08. | 16
21.08. | 17
21.08. | 18
21.08. | 19
21.08. | 20
21.08. | 21
21.08. | 22
21.08. | 23
21.08. | 24
22.08. | 1
22.08. | 2
22.08. | 3
22.08. | 4
22.08. | 5
22.08. | 6
22.08. | 7
22.08. | 8
22.08. | 9
22.08. | 10
22.08. | 11
22.08. | 12
22.08. | 13
22.08. | 14
22.08. | 15
22.08. | 16
22.08. | 17
22.08. | 18
22.08. | 19
22.08. | 20
22.08. | 21
22.08. | 22
22.08. | 23
22.08. | 24
23.08. | 1
23.08. | 2
23.08. | 3
23.08. | 4
23.08. | 5
23.08. | 6
23.08. | 7
23.08. | 8
23.08. | 9
23.08. | 10
23.08. | 11
23.08. | 12
23.08. | 13
23.08. | 14
23.08. | 15
23.08. | 16
23.08. | 17
23.08. | 18
23.08. | 19
23.08. | 20
23.08. | 21
23.08. | 22
23.08. | 23
23.08. | 24
24.08. | 1
24.08. | 2
24.08. | 3
24.08. | 4
24.08. | 5
24.08. | 6
24.08. | 7
24.08. | 8
24.08. | 9
24.08. | 10
24.08. | 11
24.08. | 12
24.08. | 13
24.08. | 14
24.08. | 15
24.08. | 16
24.08. | 17
24.08. | 18
24.08. | 19
24.08. | 20
24.08. | 21
24.08. | 22
24.08. | 23
24.08. | 24
25.08. | 1
25.08. | 2
25.08. | 3
25.08. | 4
25.08. | 5
25.08. | 6
25.08. | 7
25.08. | 8
25.08. | 9
25.08. | 10
25.08. | 11
25.08. | 12
25.08. | 13
25.08. | 14
25.08. | 15
25.08. | 16
25.08. | 17
25.08. | 18
25.08. | 19
25.08. | 20
25.08. | 21
25.08. | 22
25.08. | 23
25.08. | 24
26.08. | 1
26.08. | 2
26.08. | 3
26.08. | 4
26.08. | 5
26.08. | 6
26.08. | 7
26.08. | 8
26.08. | 9
26.08. | 10
26.08. | 11
26.08. | 12
26.08. | 13
26.08. | 14
26.08. | 15
26.08. | 16
26.08. | 17
26.08. | 18
26.08. | 19
26.08. | 20
26.08. | 21
26.08. | 22
26.08. | 23
26.08. | 24
27.08. | 1
27.08. | 2
27.08. | 3
27.08. | 4
27.08. | 5
27.08. | 6
27.08. | 7
27.08. | 8
27.08. | 9
27.08. | 10
27.08. | 11
27.08. | 12
27.08. | 13
27.08. | 14
27.08. | 15
27.08. | 16
27.08. | 17
27.08. | 18
27.08. | 19
27.08. | 20
27.08. | 21
27.08. | 22
27.08. | 23
27.08. | 24
28.08. | 1
28.08. | 2
28.08. | 3
28.08. | 4
28.08. | 5
28.08. | 6
28.08. | 7
28.08. | 8
28.08. | 9
28.08. | 10
28.08. | 11
28.08. | 12
28.08. | 13
28.08. | 14
28.08. | 15
28.08. | 16
28.08. | 17
28.08. | 18
28.08. | 19
28.08. | 20
28.08. | 21
28.08. | 22
28.08. | 23
28.08. | 24
29.08. | 1
29.08. | 2
29.08. | 3
29.08. | 4
29.08. | 5
29.08. | 6
29.08. | 7
29.08. | 8
29.08. | 9
29.08. | 10
29.08. | 11
29.08. | 12
29.08. | 13
29.08. | 14
29.08. | 15
29.08. | 16
29.08. | 17
29.08. | 18
29.08. | 19
29.08. | 20
29.08. | 21
29.08. | 22
29.08. | 23
29.08. | 24
30.08. | 1
30.08. | 2
30.08. | 3
30.08. | 4
30.08. | 5
30.08. | 6
30.08. | 7
30.08. | 8
30.08. | 9
30.08. | 10
30.08. | 11
30.08. | 12
30.08. | 13
30.08. | 14
30.08. | 15
30.08. | 16
30.08. | 17
30.08. | 18
30.08. | 19
30.08. | 20
30.08. | 21
30.08. | 22
30.08. | 23
30.08. | 24
31.08. | 1
31.08. | 2
31.08. | 3
31.08. | 4
31.08. | 5
31.08. | 6
31.08. | 7
31.08. | 8
31.08. | 9
31.08. | 10
31.08. | 11
31.08. | 12
31.08. | 13
31.08. | 14
31.08. | 15
31.08. | 16
31.08. | 17
31.08. | 18
31.08. | 19
31.08. | 20
31.08. | 21
31.08. | 22
31.08. | 23
31.08. | 24
01.09. | 1
01.09. | 2
01.09. | 3
01.09. | 4
01.09. | 5
01.09. | 6
01.09. | 7
01.09. | 8
01.09. | 9
01.09. | 10
01.09. | 11
01.09. | 12
01.09. | 13
01.09. | 14
01.09. | 15
01.09. | 16
01.09. | 17
01.09. | 18
01.09. | 19
01.09. | 20
01.09. | 21
01.09. | 22
01.09. | 23
01.09. | 24
02.09. | 1
02.09. | 2
02.09. | 3
02.09. | 4
02.09. | 5
02.09. | 6
02.09. | 7
02.09. | 8
02.09. | 9
02.09. | 10
02.09. | 11
02.09. | 12
02.09. | 13
02.09. | 14
02.09. | 15
02.09. | 16
02.09. | 17
02.09. | 18
02.09. | 19
02.09. | 20
02.09. | 21
02.09. | 22
02.09. | 23
02.09. | 24
03.09. | 1
03.09. | 2
03.09. | 3
03.09. | 4
03.09. | 5
03.09. | 6
03.09. | 7
03.09. | 8
03.09. | 9
03.09. | 10
03.09. | 11
03.09. | 12
03.09. | 13
03.09. | 14
03.09. | 15
03.09. | 16
03.09. | 17
03.09. | 18
03.09. | 19
03.09. | 20
03.09. | 21
03.09. | 22
03.09. | 23
03.09. | 24
04.09. | 1
04.09. | 2
04.09. | 3
04.09. | 4
04.09. | 5
04.09. | 6
04.09. | 7
04.09. | 8
04.09. | 9
04.09. | 10
04.09. | 11
04.09. | 12
04.09. | 13
04.09. | 14
04.09. | 15
04.09. | 16
04.09. | 17
04.09. | 18
04.09. | 19
04.09. | 20
04.09. | 21
04.09. | 22
04.09. | 23
04.09. | 24
05.09. | 1
05.09. | 2
05.09. | 3
05.09. | 4
05.09. | 5
05.09. | 6
05.09. | 7
05.09. | 8
05.09. | 9
05.09. | 10
05.09. | 11
05.09. | 12
05.09. | 13
05.09. | 14
05.09. | 15
05.09. | 16
05.09. | 17
05.09. | 18
05.09. | 19
05.09. | 20
05.09. | 21
05.09. | 22
05.09. | 23
05.09. | 24
06.09. | 1
06.09. | 2
06.09. | 3
06.09. | 4
06.09. | 5
06.09. | 6
06.09. | 7
06.09. | 8
06.09. | 9
06.09. | 10
06.09. | 11
06.09. | 12
06.09. | 13
06.09. | 14
06.09. | 15
06.09. | 16
06.09. | 17
06.09. | 18
06.09. | 19
06.09. | 20
06.09. | 21
06.09. | 22
06.09. | 23
06.09. | 24
07.09. | 1
07.09. | 2
07.09. | 3
07.09. | 4
07.09. | 5
07.09. | 6
07.09. | 7
07.09. | 8
07.09. | 9
07.09. | 10
07.09. | 11
07.09. | 12
07.09. | 13
07.09. | 14
07.09. | 15
07.09. | 16
07.09. | 17
07.09. | 18
07.09. | 19
07.09. | 20
07.09. | 21
07.09. | 22
07.09. | 23
07.09. | 24
08.09. | 1
08.09. | 2
08.09. | 3
08.09. | 4
08.09. | 5
08.09. | 6
08.09. | 7
08.09. | 8
08.09. | 9
08.09. | 10
08.09. | 11
08.09. | 12
08.09. | 13
08.09. | 14
08.09. | 15
08.09. | 16
08.09. | 17
08.09. | 18
08.09. | 19
08.09. | 20
08.09. | 21
08.09. | 22
08.09. | 23
08.09. | 24
09.09. | 1
09.09. | 2
09.09. | 3
09.09. | 4
09.09. | 5
09.09. | 6
09.09. | 7
09.09. | 8
09.09. | 9
09.09. | 10
09.09. | 11
09.09. | 12
09.09. | 13
09.09. | 14
09.09. | 15
09.09. | 16
09.09. | 17
09.09. | 18
09.09. | 19
09.09. | 20
09.09. | 21
09.09. | 22
09.09. | 23
09.09. | 24
10.09. | 1
10.09. | 2
10.09. | 3
10.09. | 4
10.09. | 5
10.09. | 6
10.09. | 7
10.09. | 8
10.09. | 9
10.09. | 10
10.09. | 11
10.09. | 12
10.09. | 13
10.09. | 14
10.09. | 15
10.09. | 16
10.09. | 17
10.09. | 18
10.09. | 19
10.09. | 20
10.09. | 21
10.09. | 22
10.09. | 23
10.09. | 24
11.09. | 1
11.09. | 2
11.09. | 3
11.09. | 4
11.09. | 5
11.09. | 6
11.09. | 7
11.09. | 8
11.09. | 9
11.09. | 10
11.09. | 11
11.09. | 12
11.09. | 13
11.09. | 14
11.09. | 15
11.09. | 16
11.09. | 17
11.09. | 18
11.09. | 19
11.09. | 20
11.09. | 21
11.09. | 22
11.09. | 23
11.09. | 24
12.09. | 1
12.09. | 2
12.09. | 3
12.09. | 4
12.09. | 5
12.09. | 6
12.09. | 7
12.09. | 8
12.09. | 9
12.09. | 10
12.09. | 11
12.09. | 12
12.09. | 13
12.09. | 14
12.09. | 15
12.09. | 16
12.09. | 17
12.09. | 18
12.09. | 19
12.09. | 20
12.09. | 21
12.09. | 22
12.09. | 23
12.09. | 24
13.09. | 1
13.09. | 2
13.09. | 3
13.09. | 4
13.09. | 5
13.09. | 6
13.09. | 7
13.09. | 8
13.09. | 9
13.09. | 10
13.09. | 11
13.09. | 12
13.09. | 13
13.09. | 14
13.09. | 15
13.09. | 16
13.09. | 17
13.09. | 18
13.09. | 19
13.09. | 20
13.09. | 21
13.09. | 22
13.09. | 23
13.09. | 24
14.09. | 1
14.09. | 2
14.09. | 3
14.09. | 4
14.09. | 5
14.09. | 6
14.09. | 7
14.09. | 8
14.09. | 9
14.09. | 10
14.09. | 11
14.09. | 12
14.09. | 13
14.09. | 14
14.09. | 15
14.09. | 16
14.09. | 17
14.09. | 18
14.09. | 19
14.09. | 20
14.09. | 21
14.09. | 22
14.09. | 23
14.09. | 24
15.09. | 1
15.09. | 2
15.09. | 3
15.09. | 4
15.09. | 5
15.09. | 6
15.09. | 7
15.09. | 8
15.09. | 9
15.09. | 10
15.09. | 11
15.09. | 12
15.09. | 13
15.09. | 14
15.09. | 15
15.09. | 16
15.09. | 17
15.09. | 18
15.09. | 19
15.09. | 20
15.09. | 21
15.09. | 22
15.09. | 23
15.09. | 24
16.09. | 1
16.09. | 2
16.09. | 3
16.09. | 4
16.09. | 5
16.09. | 6
16.09. | 7
16.09. | 8
16.09. | 9
16.09. | 10
16.09. | 11
16.09. | 12
16.09. | 13
16.09. | 14
16.09. | 15
16.09. | 16
16.09. | 17
16.09. | 18
16.09. | 19
16.09. | 20
16.09. | 21
16.09. | 22
16.09. | 23
16.09. | 24
17.09. | 1
17.09. | 2
17.09. | 3
17.09. | 4
17.09. | 5
17.09. | 6
17.09. | 7
17.09. | 8
17.09. | 9
17.09. | 10
17.09. | 11
17.09. | 12
17.09. | 13
17.09. | 14
17.09. | 15
17.09. | 16
17.09. | 17
17.09. | 18
17.09. | 19
17.09. | 20
17.09. | 21
17.09. | 22
17.09. | 23
17.09. | 24
18.09. | 1
18.09. | 2
18.09. | 3
18.09. | 4
18.09. | 5
18.09. | 6
18.09. | 7
18.09. | 8
18.09. | 9
18.09. | 10
18.09. | 11
18.09. | 12
18.09. | 13
18.09. | 14
18.09. | 15
18.09. | 16
18.09. | 17
18.09. | 18
18.09. | 19
18.09. | 20
18.09. | 21
18.09. | 22
18.09. | 23
18.09. | 24
19.09. | 1
19.09. | 2
19.09. | 3
19.09. | 4
19.09. | 5
19.09. | 6
19.09. | 7
19.09. | 8
19.09. | 9
19.09. | 10
19.09. | 11
19.09. | 12
19.09. | 13
19.09. | 14
19.09. | 15
19.09. | 16
19.09. | 17
19.09. | 18
19.09. | 19
19.09. | 20
19.09. | 21
19.09. | 22
19.09. | 23
19.09. | 24
20.09. | 1
20.09. | 2
20.09. | 3
20.09. | 4
20.09. | 5
20.09. | 6
20.09. | 7
20.09. | 8
20.09. | 9
20.09. | 10
20.09. | 11
20.09. | 12
20.09. | 13
20.09. | 14
20.09. | 15
20.09. | 16
20.09. | 17
20.09. | 18
20.09. | 19
20.09. | 20
20.09. | 21
20.09. | 22
20.09. | 23
20.09. | 24
21.09. | 1
21.09. | 2
21.09. | 3
21.09. | 4
21.09. | 5
21.09. | 6
21.09. | 7
21.09. | 8
21.09. | 9
21.09. | 10
21.09. | 11
21.09. | 12
21.09. | 13
21.09. | 14
21.09. | 15
21.09. | 16
21.09. | 17
21.09. | 18
21.09. | 19
21.09. | 20
21.09. | 21
21.09. | 22
21.09. | 23
21.09. | 24
22.09. | 1
22.09. | 2
22.09. | 3
22.09. | 4
22.09. | 5
22.09. | 6
22.09. | 7
22.09. | 8
22.09. | 9
22.09. | 10
22.09. | 11
22.09. | 12
22.09. | 13
22.09. | 14
22.09. | 15
22.09. | 16
22.09. | 17
22.09. | 18
22.09. | 19
22.09. | 20
22.09. | 21
22.09. | 22
22.09. | 23
22.09. | 24
23.09. | 1
23.09. | 2
23.09. | 3
23.09. | 4
23.09. | 5
23.09. | 6
23.09. | 7
23.09. | 8
23.09. | 9
23.09. | 10
23.09. | 11
23.09. | 12
23.09. | 13
23.09. | 14
23.09. | 15
23.09. | 16
23.09. | 17
23.09. | 18
23.09. | 19
23.09. | 20
23.09. | 21
23.09. | 22
23.09. | 23
23.09. | 24
24.09. | 1
24.09. | 2
24.09. | 3
24.09. | 4
24.09. | 5
24.09. | 6
24.09. | 7
24.09. | 8
24.09. | 9
24.09. | 10
24.09. | 11
24.09. | 12
24.09. | 13
24.09. | 14
24.09. | 15
24.09. | 16
24.09. | 17
24.09. | 18
24.09. | 19
24.09. | 20
24.09. | 21
24.09. | 22
24.09. | 23
24.09. | 24
25.09. | 1
25.09. | 2
25.09. | 3
25.09. | 4
25.09. | 5
25.09. | 6
25.09. | 7
25.09. | 8
25.09. | 9
25.09. | 10
25.09. | 11
25.09. | 12
25.09. | 13
25.09. | 14
25.09. | 15
25.09. | 16
25.09. | 17
25.09. | 18
25.09. | 19
25.09. | 20
25.09. | 21
25.09. | 22
25.09. | 23
25.09. | 24
26.09. | 1
26.09. | 2
26.09. | 3
26.09. | 4
26.09. | 5
26.09. | 6
26.09. | 7
26.09. | 8
26.09. | 9
26.09. | 10
26.09. | 11
26.09. | 12
26.09. | 13
26.09. | 14
26.09. | 15
26.09. | 16
26.09. | 17
26.09. | 18
26.09. | 19
26.09. | 20
26.09. | 21
26.09. | 22
26.09. | 23
26.09. | 24
27.09. | 1
27.09. | 2
27.09. | 3
27.09. | 4
27.09. | 5
27.09. | 6
27.09. | 7
27.09. | 8
27.09. | 9
27.09. | 10
27.09. | 11
27.09. | 12
27.09. | 13
27.09. | 14
27.09. | 15
27.09. | 16
27.09. | 17
27.09. | 18
27.09. | 19
27.09. | 20
27.09. | 21
27.09. | 22
27.09. | 23
27.09. | 24
28.09. | 1
28.09. | 2
28.09. | 3
28.09. | 4
28.09. | 5
28.09. | 6
28.09. | 7
28.09. | 8
28.09. | 9
28.09. | 10
28.09. | 11
28.09. | 12
28.09. | 13
28.09. | 14
28.09. | 15
28.09. | 16
28.09. | 17
28.09. | 18
28.09. | 19
28.09. | 20
28.09. | 21
28.09. | 22
28.09. | 23
28.09. | 24
29.09. | 1
29.09. | 2
29.09. | 3
29.09. | 4
29.09. | 5
29.09. | 6
29.09. | 7
29.09. | 8
29.09. | 9
29.09. | 10
29.09. | 11
29.09. | 12
29.09. | 13
29.09. | 14
29.09. | 15
29.09. | 16
29.09. | 17
29.09. | 18
29.09. | 19
29.09. | 20
29.09. | 21
29.09. | 22
29.09. | 23
29.09. | 24
30.09. | 1
30.09. | 2
30.09. | 3
30.09. | 4
30.09. | 5
30.09. | 6
30.09. | 7
30.09. | 8
30.09. | 9
30.09. | 10
30.09. | 11
30.09. | 12
30.09. | 13
30.09. | 14
30.09. | 15
30.09. | 16
30.09. | 17
30.09. | 18
30.09. | 19
30.09. | 20
30.09. | 21
30.09. | 22
30.09. | 23
30.09. | 24
01.10. | 1
01.10. | 2
01.10. | 3
01.10. | 4
01.10. | 5
01.10. | 6
01.10. | 7
01.10. | 8
01.10. | 9
01.10. | 10
01.10. | 11
01.10. | 12
01.10. | 13
01.10. | 14
01.10. | 15
01.10. | 16
01.10. | 17
01.10. | 18
01.10. | 19
01.10. | 20
01.10. | 21
01.10. | 22
01.10. | 23
01.10. | 24
02.10. | 1
02.10. | 2
02.10. | 3
02.10. | 4
02.10. | 5
02.10. | 6
02.10. | 7
02.10. | 8
02.10. | 9
02.10. | 10
02.10. | 11
02.10. | 12
02.10. | 13
02.10. | 14
02.10. | 15
02.10. | 16
02.10. | 17
02.10. | 18
02.10. | 19
02.10. | 20
02.10. | 21
02.10. | 22
02.10. | 23
02.10. | 24
03.10. | 1
03.10. | 2
03.10. | 3
03.10. | 4
03.10. | 5
03.10. | 6
03.10. | 7
03.10. | 8
03.10. | 9
03.10. | 10
03.10. | 11
03.10. | 12
03.10. | 13
03.10. | 14
03.10. | 15
03.10. | 16
03.10. | 17
03.10. | 18
03.10. | 19
03.10. | 20
03.10. | 21
03.10. | 22
03.10. | 23
03.10. | 24
04.10. | 1
04.10. | 2
04.10. | 3
04.10. | 4
04.10. | 5
04.10. | 6
04.10. | 7
04.10. | 8
04.10. | 9
04.10. | 10
04.10. | 11
04.10. | 12
04.10. | 13
04.10. | 14
04.10. | 15
04.10. | 16
04.10. | 17
04.10. | 18
04.10. | 19
04.10. | 20
04.10. | 21
04.10. | 22
04.10. | 23
04.10. | 24
05.10. | 1
05.10. | 2
05.10. | 3
05.10. | 4
05.10. | 5
05.10. | 6
05.10. | 7
05.10. | 8
05.10. | 9
05.10. | 10
05.10. | 11
05.10. | 12
05.10. | 13
05.10. | 14
05.10. | 15
05.10. | 16
05.10. | 17
05.10. | 18
05.10. | 19
05.10. | 20
05.10. | 21
05.10. | 22
05.10. | 23
05.10. | 24
06.10. | 1
06.10. | 2
06.10. | 3
06.10. | 4
06.10. | 5
06.10. | 6
06.10. | 7
06.10. | 8
06.10. | 9
06.10. | 10
06.10. | 11
06.10. | 12
06.10. | 13
06.10. | 14
06.10. | 15
06.10. | 16
06.10. | 17
06.10. | 18
06.10. | 19
06.10. | 20
06.10. | 21
06.10. | 22
06.10. | 23
06.10. | 24
07.10. | 1
07.10. | 2
07.10. | 3
07.10. | 4
07.10. | 5
07.10. | 6
07.10. | 7
07.10. | 8
07.10. | 9
07.10. | 10
07.10. | 11
07.10. | 12
07.10. | 13
07.10. | 14
07.10. | 15
07.10. | 16
07.10. | 17
07.10. | 18
07.10. | 19
07.10. | 20
07.10. | 21
07.10. | 22
07.10. | 23
07.10. | 24
08.10. | 1
08.10. | 2
08.10. | 3
08.10. | 4
08.10. | 5
08.10. | 6
08.10. | 7
08.10. | 8
08.10. | 9
08.10. | 10
08.10. | 11
08.10. | 12
08.10. | 13
08.10. | 14
08.10. | 15
08.10. | 16
08.10. | 17
08.10. | 18
08.10. | 19
08.10. | 20
08.10. | 21
08.10. | 22
08.10. | 23
08.10. | 24
09.10. | 1
09.10. | 2
09.10. | 3
09.10. | 4
09.10. | 5
09.10. | 6
09.10. | 7
09.10. | 8
09.10. | 9
09.10. | 10
09.10. | 11
09.10. | 12
09.10. | 13
09.10. | 14
09.10. | 15
09.10. | 16
09.10. | 17
09.10. | 18
09.10. | 19
09.10. | 20
09.10. | 21
09.10. | 22
09.10. | 23
09.10. | 24
10.10. | 1
10.10. | 2
10.10. | 3
10.10. | 4
10.10. | 5
10.10. | 6
10.10. | 7
10.10. | 8
10.10. | 9
10.10. | 10
10.10. | 11
10.10. | 12
10.10. | 13
10.10. | 14
10.10. | 15
10.10. | 16
10.10. | 17
10.10. | 18
10.10. | 19
10.10. | 20
10.10. | 21
10.10. | 22
10.10. | 23
10.10. | 24
11.10. | 1
11.10. | 2
11.10. | 3
11.10. | 4
11.10. | 5
11.10. | 6
11.10. | 7
11.10. | 8
11.10. | 9
11.10. | 10
11.10. | 11
11.10. | 12
11.10. | 13
11.10. | 14
11.10. | 15
11.10. | 16
11.10. | 17
11.10. | 18
11.10. | 19
11.10. | 20
11.10. | 21
11.10. | 22
11.10. | 23
11.10. | 24
12.10. | 1
12.10. | 2
12.10. | 3
12.10. | 4
12.10. | 5
12.10. | 6
12.10. | 7
12.10. | 8
12.10. | 9
12.10. | 10
12.10. | 11
12.10. | 12
12.10. | 13
12.10. | 14
12.10. | 15
12.10. | 16
12.10. | 17
12.10. | 18
12.10. | 19
12.10. | 20
12.10. | 21
12.10. | 22
12.10. | 23
12.10. | 24
13.10. | 1
13.10. | 2
13.10. | 3
13.10. | 4
13.10. | 5
13.10. | 6
13.10. | 7
13.10. | 8
13.10. | 9
13.10. | 10
13.10. | 11
13.10. | 12
13.10. | 13
13.10. | 14
13.10. | 15
13.10. | 16
13.10. | 17
13.10. | 18
13.10. | 19
13.10. | 20
13.10. | 21
13.10. | 22
13.10. | 23
13.10. | 24
14.10. | 1
14.10. | 2
14.10. | 3
14.10. | 4
14.10. | 5
14.10. | 6
14.10. | 7
14.10. | 8
14.10. | 9
14.10. | 10
14.10. | 11
14.10. | 12
14.10. | 13
14.10. | 14
14.10. | 15
14.10. | 16
14.10. | 17
14.10. | 18
14.10. | 19
14.10. | 20
14.10. | 21
14.10. | 22
14.10. | 23
14.10. | 24
15.10. | 1
15.10. | 2
15.10. | 3
15.10. | 4
15.10. | 5
15.10. | 6
15.10. | 7
15.10. | 8
15.10. | 9
15.10. | 10
15.10. | 11
15.10. | 12
15.10. | 13
15.10. | 14
15.10. | 15
15.10. | 16
15.10. | 17
15.10. | 18
15.10. | 19
15.10. | 20
15.10. | 21
15.10. | 22
15.10. | 23
15.10. | 24
16.10. | 1
16.10. | 2
16.10. | 3
16.10. | 4
16.10. | 5
16.10. | 6
16.10. | 7
16.10. | 8
16.10. | 9
16.10. | 10
16.10. | 11
16.10. | 12
16.10. | 13
16.10. | 14
16.10. | 15
16.10. | 16
16.10. | 17
16.10. | 18
16.10. | 19
16.10. | 20
16.10. | 21
16.10. | 22
16.10. | 23
16.10. | 24
17.10. | 1
17.10. | 2
17.10. | 3
17.10. | 4
17.10. | 5
17.10. | 6
17.10. | 7
17.10. | 8
17.10. | 9
17.10. | 10
17.10. | 11
17.10. | 12
17.10. | 13
17.10. | 14
17.10. | 15
17.10. | 16
17.10. | 17
17.10. | 18
17.10. | 19
17.10. | 20
17.10. | 21
17.10. | 22
17.10. | 23
17.10. | 24
18.10. | 1
18.10. | 2
18.10. | 3
18.10. | 4
18.10. | 5
18.10. | 6
18.10. | 7
18.10. | 8
18.10. | 9
18.10. | 10
18.10. | 11
18.10. | 12
18.10. | 13
18.10. | 14
18.10. | 15
18.10. | 16
18.10. | 17
18.10. | 18
18.10. | 19
18.10. | 20
18.10. | 21
18.10. | 22
18.10. | 23
18.10. | 24
19.10. | 1
19.10. | 2
19.10. | 3
19.10. | 4
19.10. | 5
19.10. | 6
19.10. | 7
19.10. | 8
19.10. | 9
19.10. | 10
19.10. | 11
19.10. | 12
19.10. | 13
19.10. | 14
19.10. | 15
19.10. | 16
19.10. | 17
19.10. | 18
19.10. | 19
19.10. | 20
19.10. | 21
19.10. | 22
19.10. | 23
19.10. | 24
20.10. | 1
20.10. | 2
20.10. | 3
20.10. | 4
20.10. | 5
20.10. | 6
20.10. | 7
20.10. | 8
20.10. | 9
20.10. | 10
20.10. | 11
20.10. | 12
20.10. | 13
20.10. | 14
20.10. | 15
20.10. | 16
20.10. | 17
20.10. | 18
20.10. | 19
20.10. | 20
20.10. | 21
20.10. | 22
20.10. | 23
20.10. | 24
21.10. | 1
21.10. | 2
21.10. | 3
21.10. | 4
21.10. | 5
21.10. | 6
21.10. | 7
21.10. | 8
21.10. | 9
21.10. | 10
21.10. | 11
21.10. | 12
21.10. | 13
21.10. | 14
21.10. | 15
21.10. | 16
21.10. | 17
21.10. | 18
21.10. | 19
21.10. | 20
21.10. | 21
21.10. | 22
21.10. | 23
21.10. | 24
22.10. | 1
22.10. | 2
22.10. | 3
22.10. | 4
22.10. | 5
22.10. | 6
22.10. | 7
22.10. | 8
22.10. | 9
22.10. | 10
22.10. | 11
22.10. | 12
22.10. | 13
22.10. | 14
22.10. | 15
22.10. | 16
22.10. | 17
22.10. | 18
22.10. | 19
22.10. | 20
22.10. | 21
22.10. | 22
22.10. | 23
22.10. | 24
23.10. | 1
23.10. | 2
23.10. | 3
23.10. | 4
23.10. | 5
23.10. | 6
23.10. | 7
23.10. | 8
23.10. | 9
23.10. | 10
23.10. | 11
23.10. | 12
23.10. | 13
23.10. | 14
23.10. | 15
23.10. | 16
23.10. | 17
23.10. | 18
23.10. | 19
23.10. | 20
23.10. | 21
23.10. | 22
23.10. | 23
23.10. | 24
24.10. | 1
24.10. | 2
24.10. | 3
24.10. | 4
24.10. | 5
24.10. | 6
24.10. | 7
24.10. | 8
24.10. | 9
24.10. | 10
24.10. | 11
24.10. | 12
24.10. | 13
24.10. | 14
24.10. | 15
24.10. | 16
24.10. | 17
24.10. | 18
24.10. | 19
24.10. | 20
24.10. | 21
24.10. | 22
24.10. | 23
24.10. | 24
25.10. | 1
25.10. | 2
25.10. | 3
25.10. | 4
25.10. | 5
25.10. | 6
25.10. | 7
25.10. | 8
25.10. | 9
25.10. | 10
25.10. | 11
25.10. | 12
25.10. | 13
25.10. | 14
25.10. | 15
25.10. | 16
25.10. | 17
25.10. | 18
25.10. | 19
25.10. | 20
25.10. | 21
25.10. | 22
25.10. | 23
25.10. | 24
26.10. | 1
26.10. | 2
26.10. | 3
26.10. | 4
26.10. | 5
26.10. | 6
26.10. | 7
26.10. | 8
26.10. | 9
26.10. | 10
26.10. | 11
26.10. | 12
26.10. | 13
26.10. | 14
26.10. | 15
26.10. | 16
26.10. | 17
26.10. | 18
26.10. | 19
26.10. | 20
26.10. | 21
26.10. | 22
26.10. | 23
26.10. | 24
27.10. | 1
27.10. | 2
27.10. | 3
27.10. | 4
27.10. | 5
27.10. | 6
27.10. | 7
27.10. | 8
27.10. | 9
27.10. | 10
27.10. | 11
27.10. | 12
27.10. | 13
27.10. | 14
27.10. | 15
27.10. | 16
27.10. | 17
27.10. | 18
27.10. | 19
27.10. | 20
27.10. | 21
27.10. | 22
27.10. | 23
27.10. | 24
28.10. | 1
28.10. | 2
28.10. | 3
28.10. | 4
28.10. | 5
28.10. | 6
28.10. | 7
28.10. | 8
28.10. | 9
28.10. | 10
28.10. | 11
28.10. | 12
28.10. | 13
28.10. | 14
28.10. | 15
28.10. | 16
28.10. | 17
28.10. | 18
28.10. | 19
28.10. | 20
28.10. | 21
28.10. | 22
28.10. | 23
28.10. | 24
29.10. | 1
29.10. | 2
29.10. | 3
29.10. | 4
29.10. | 5
29.10. | 6
29.10. | 7
29.10. | 8
29.10. | 9
29.10. | 10
29.10. | 11
29.10. | 12
29.10. | 13
29.10. | 14
29.10. | 15
29.10. | 16
29.10. | 17
29.10. | 18
29.10. | 19
29.10. | 20
29.10. | 21
29.10. | 22
29.10. | 23
29.10. | 24
30.10. | 1
30.10. | 2
30.10. | 3
30.10. | 4
30.10. | 5
30.10. | 6
30.10. | 7
30.10. | 8
30.10. | 9
30.10. | 10
30.10. | 11
30.10. | 12
30.10. | 13
30.10. | 14
30.10. | 15
30.10. | 16
30.10. | 17
30.10. | 18
30.10. | 19
30.10. | 20
30.10. | 21
30.10. | 22
30.10. | 23
30.10. | 24
31.10. | 1
31.10. | 2
31.10. | 3
31.10. | 4
31.10. | 5
31.10. | 6
31.10. | 7
31.10. | 8
31.10. | 9
31.10. | 10
31.10. | 11
31.10. | 12
31.10. | 13
31.10. | 14
31.10. | 15
31.10. | 16
31.10. | 17
31.10. | 18
31.10. | 19
31.10. | 20
31.10. | 21
31.10. | 22
31.10. | 23
31.10. | 24
01.11. | 1
01.11. | 2
01.11. | 3
01.11. | 4
01.11. | 5
01.11. | 6
01.11. | 7
01.11. | 8
01.11. | 9
01.11. | 10
01.11. | 11
01.11. | 12
01.11. | 13
01.11. | 14
01.11. | 15
01.11. | 16
01.11. | 17
01.11. | 18
01.11. | 19
01.11. | 20
01.11. | 21
01.11. | 22
01.11. | 23
01.11. | 24
02.11. | 1
02.11. | 2
02.11. | 3
02.11. | 4
02.11. | 5
02.11. | 6
02.11. | 7
02.11. | 8
02.11. | 9
02.11. | 10
02.11. | 11
02.11. | 12
02.11. | 13
02.11. | 14
02.11. | 15
02.11. | 16
02.11. | 17
02.11. | 18
02.11. | 19
02.11. | 20
02.11. | 21
02.11. | 22
02.11. | 23
02.11. | 24
03.11. | 1
03.11. | 2
03.11. | 3
03.11. | 4
03.11. | 5
03.11. | 6
03.11. | 7
03.11. | 8
03.11. | 9
03.11. | 10
03.11. | 11
03.11. | 12
03.11. | 13
03.11. | 14
03.11. | 15
03.11. | 16
03.11. | 17
03.11. | 18
03.11. | 19
03.11. | 20
03.11. | 21
03.11. | 22
03.11. | 23
03.11. | 24
04.11. | 1
04.11. | 2
04.11. | 3
04.11. | 4
04.11. | 5
04.11. | 6
04.11. | 7
04.11. | 8
04.11. | 9
04.11. | 10
04.11. | 11
04.11. | 12
04.11. | 13
04.11. | 14
04.11. | 15
04.11. | 16
04.11. | 17
04.11. | 18
04.11. | 19
04.11. | 20
04.11. | 21
04.11. | 22
04.11. | 23
04.11. | 24
05.11. | 1
05.11. | 2
05.11. | 3
05.11. | 4
05.11. | 5
05.11. | 6
05.11. | 7
05.11. | 8
05.11. | 9
05.11. | 10
05.11. | 11
05.11. | 12
05.11. | 13
05.11. | 14
05.11. | 15
05.11. | 16
05.11. | 17
05.11. | 18
05.11. | 19
05.11. | 20
05.11. | 21
05.11. | 22
05.11. | 23
05.11. | 24
06.11. | 1
06.11. | 2
06.11. | 3
06.11. | 4
06.11. | 5
06.11. | 6
06.11. | 7
06.11. | 8
06.11. | 9
06.11. | 10
06.11. | 11
06.11. | 12
06.11. | 13
06.11. | 14
06.11. | 15
06.11. | 16
06.11. | 17
06.11. | 18
06.11. | 19
06.11. | 20
06.11. | 21
06.11. | 22
06.11. | 23
06.11. | 24
07.11. | 1
07.11. | 2
07.11. | 3
07.11. | 4
07.11. | 5
07.11. | 6
07.11. | 7
07.11. | 8
07.11. | 9
07.11. | 10
07.11. | 11
07.11. | 12
07.11. | 13
07.11. | 14
07.11. | 15
07.11. | 16
07.11. | 17
07.11. | 18
07.11. | 19
07.11. | 20
07.11. | 21
07.11. | 22
07.11. | 23
07.11. | 24
08.11. | 1
08.11. | 2
08.11. | 3
08.11. | 4
08.11. | 5
08.11. | 6
08.11. | 7
08.11. | 8
08.11. | 9
08.11. | 10
08.11. | 11
08.11. | 12
08.11. | 13
08.11. | 14
08.11. | 15
08.11. | 16
08.11. | 17
08.11. | 18
08.11. | 19
08.11. | 20
08.11. | 21
08.11. | 22
08.11. | 23
08.11. | 24
09.11. | 1
09.11. | 2
09.11. | 3
09.11. | 4
09.11. | 5
09.11. | 6
09.11. | 7
09.11. | 8
09.11. | 9
09.11. | 10
09.11. | 11
09.11. | 12
09.11. | 13
09.11. | 14
09.11. | 15
09.11. | 16
09.11. | 17
09.11. | 18
09.11. | 19
09.11. | 20
09.11. | 21
09.11. | 22
09.11. | 23
09.11. | 24
10.11. | 1
10.11. | 2
10.11. | 3
10.11. | 4
10.11. | 5
10.11. | 6
10.11. | 7
10.11. | 8
10.11. | 9
10.11. | 10
10.11. | 11
10.11. | 12
10.11. | 13
10.11. | 14
10.11. | 15
10.11. | 16
10.11. | 17
10.11. | 18
10.11. | 19
10.11. | 20
10.11. | 21
10.11. | 22
10.11. | 23
10.11. | 24
11.11. | 1
11.11. | 2
11.11. | 3
11.11. | 4
11.11. | 5
11.11. | 6
11.11. | 7
11.11. | 8
11.11. | 9
11.11. | 10
11.11. | 11
11.11. | 12
11.11. | 13
11.11. | 14
11.11. | 15
11.11. | 16
11.11. | 17
11.11. | 18
11.11. | 19
11.11. | 20
11.11. | 21
11.11. | 22
11.11. | 23
11.11. | 24
12.11. | 1
12.11. | 2
12.11. | 3
12.11. | 4
12.11. | 5
12.11. | 6
12.11. | 7
12.11. | 8
12.11. | 9
12.11. | 10
12.11. | 11
12.11. | 12
12.11. | 13
12.11. | 14
12.11. | 15
12.11. | 16
12.11. | 17
12.11. | 18
12.11. | 19
12.11. | 20
12.11. | 21
12.11. | 22
12.11. | 23
12.11. | 24
13.11. | 1
13.11. | 2
13.11. | 3
13.11. | 4
13.11. | 5
13.11. | 6
13.11. | 7
13.11. | 8
13.11. | 9
13.11. | 10
13.11. | 11
13.11. | 12
13.11. | 13
13.11. | 14
13.11. | 15
13.11. | 16
13.11. | 17
13.11. | 18
13.11. | 19
13.11. | 20
13.11. | 21
13.11. | 22
13.11. | 23
13.11. | 24
14.11. | 1
14.11. | 2
14.11. | 3
14.11. | 4
14.11. | 5
14.11. | 6
14.11. | 7
14.11. | 8
14.11. | 9
14.11. | 10
14.11. | 11
14.11. | 12
14.11. | 13
14.11. | 14
14.11. | 15
14.11. | 16
14.11. | 17
14.11. | 18
14.11. | 19
14.11. | 20
14.11. | 21
14.11. | 22
14.11. | 23
14.11. | 24
15.11. | 1
15.11. | 2
15.11. | 3
15.11. | 4
15.11. | 5
15.11. | 6
15.11. | 7
15.11. | 8
15.11. | 9
15.11. | 10
15.11. | 11
15.11. | 12
15.11. | 13
15.11. | 14
15.11. | 15
15.11. | 16
15.11. | 17
15.11. | 18
15.11. | 19
15.11. | 20
15.11. | 21
15.11. | 22
15.11. | 23
15.11. | 24
16.11. | 1
16.11. | 2
16.11. | 3
16.11. | 4
16.11. | 5
16.11. | 6
16.11. | 7
16.11. | 8
16.11. | 9
16.11. | 10
16.11. | 11
16.11. | 12
16.11. | 13
16.11. | 14
16.11. | 15
16.11. | 16
16.11. | 17
16.11. | 18
16.11. | 19
16.11. | 20
16.11. | 21
16.11. | 22
16.11. | 23
16.11. | 24
17.11. | 1
17.11. | 2
17.11. | 3
17.11. | 4
17.11. | 5
17.11. | 6
17.11. | 7
17.11. | 8
17.11. | 9
17.11. | 10
17.11. | 11
17.11. | 12
17.11. | 13
17.11. | 14
17.11. | 15
17.11. | 16
17.11. | 17
17.11. | 18
17.11. | 19
17.11. | 20
17.11. | 21
17.11. | 22
17.11. | 23
17.11. | 24
18.11. | 1
18.11. | 2
18.11. | 3
18.11. | 4
18.11. | 5
18.11. | 6
18.11. | 7
18.11. | 8
18.11. | 9
18.11. | 10
18.11. | 11
18.11. | 12
18.11. | 13
18.11. | 14
18.11. | 15
18.11. | 16
18.11. | 17
18.11. | 18
18.11. | 19
18.11. | 20
18.11. | 21
18.11. | 22
18.11. | 23
18.11. | 24
19.11. | 1
19.11. | 2
19.11. | 3
19.11. | 4
19.11. | 5
19.11. | 6
19.11. | 7
19.11. | 8
19.11. | 9
19.11. | 10
19.11. | 11
19.11. | 12
19.11. | 13
19.11. | 14
19.11. | 15
19.11. | 16
19.11. | 17
19.11. | 18
19.11. | 19
19.11. | 20
19.11. | 21
19.11. | 22
19.11. | 23
19.11. | 24
20.11. | 1
20.11. | 2
20.11. | 3
20.11. | 4
20.11. | 5
20.11. | 6
20.11. | 7
20.11. | 8
20.11. | 9
20.11. | 10
20.11. | 11
20.11. | 12
20.11. | 13
20.11. | 14
20.11. | 15
20.11. | 16
20.11. | 17
20.11. | 18
20.11. | 19
20.11. | 20
20.11. | 21
20.11. | 22
20.11. | 23
20.11. | 24
21.11. | 1
21.11. | 2
21.11. | 3
21.11. | 4
21.11. | 5
21.11. | 6
21.11. | 7
21.11. | 8
21.11. | 9
21.11. | 10
21.11. | 11
21.11. | 12
21.11. | 13
21.11. | 14
21.11. | 15
21.11. | 16
21.11. | 17
21.11. | 18
21.11. | 19
21.11. | 20
21.11. | 21
21.11. | 22
21.11. | 23
21.11. | 24
22.11. | 1
22.11. | 2
22.11. | 3
22.11. | 4
22.11. | 5
22.11. | 6
22.11. | 7
22.11. | 8
22.11. | 9
22.11. | 10
22.11. | 11
22.11. | 12
22.11. | 13
22.11. | 14
22.11. | 15
22.11. | 16
22.11. | 17
22.11. | 18
22.11. | 19
22.11. | 20
22.11. | 21
22.11. | 22
22.11. | 23
22.11. | 24
23.11. | 1
23.11. | 2
23.11. | 3
23.11. | 4
23.11. | 5
23.11. | 6
23.11. | 7
23.11. | 8
23.11. | 9
23.11. | 10
23.11. | 11
23.11. | 12
23.11. | 13
23.11. | 14
23.11. | 15
23.11. | 16
23.11. | 17
23.11. | 18
23.11. | 19
23.11. | 20
23.11. | 21
23.11. | 22
23.11. | 23
23.11. | 24
24.11. | 1
24.11. | 2
24.11. | 3
24.11. | 4
24.11. | 5
24.11. | 6
24.11. | 7
24.11. | 8
24.11. | 9
24.11. | 10
24.11. | 11
24.11. | 12
24.11. | 13
24.11. | 14
24.11. | 15
24.11. | 16
24.11. | 17
24.11. | 18
24.11. | 19
24.11. | 20
24.11. | 21
24.11. | 22
24.11. | 23
24.11. | 24
25.11. | 1
25.11. | 2
25.11. | 3
25.11. | 4
25.11. | 5
25.11. | 6
25.11. | 7
25.11. | 8
25.11. | 9
25.11. | 10
25.11. | 11
25.11. | 12
25.11. | 13
25.11. | 14
25.11. | 15
25.11. | 16
25.11. | 17
25.11. | 18
25.11. | 19
25.11. | 20
25.11. | 21
25.11. | 22
25.11. | 23
25.11. | 24
26.11. | 1
26.11. | 2
26.11. | 3
26.11. | 4
26.11. | 5
26.11. | 6
26.11. | 7
26.11. | 8
26.11. | 9
26.11. | 10
26.11. | 11
26.11. | 12
26.11. | 13
26.11. | 14
26.11. | 15
26.11. | 16
26.11. | 17
26.11. | 18
26.11. | 19
26.11. | 20
26.11. | 21
26.11. | 22
26.11. | 23
26.11. | 24
27.11. | 1
27.11. | 2
27.11. | 3
27.11. | 4
27.11. | 5
27.11. | 6
27.11. | 7
27.11. | 8
27.11. | 9
27.11. | 10
27.11. | 11
27.11. | 12
27.11. | 13
27.11. | 14
27.11. | 15
27.11. | 16
27.11. | 17
27.11. | 18
27.11. | 19
27.11. | 20
27.11. | 21
27.11. | 22
27.11. | 23
27.11. | 24
28.11. | 1
28.11. | 2
28.11. | 3
28.11. | 4
28.11. | 5
28.11. | 6
28.11. | 7
28.11. | 8
28.11. | 9
28.11. | 10
28.11. | 11
28.11. | 12
28.11. | 13
28.11. | 14
28.11. | 15
28.11. | 16
28.11. | 17
28.11. | 18
28.11. | 19
28.11. | 20
28.11. | 21
28.11. | 22
28.11. | 23
28.11. | 24
29.11. | 1
29.11. | 2
29.11. | 3
29.11. | 4
29.11. | 5
29.11. | 6
29.11. | 7
29.11. | 8
29.11. | 9
29.11. | 10
29.11. | 11
29.11. | 12
29.11. | 13
29.11. | 14
29.11. | 15
29.11. | 16
29.11. | 17
29.11. | 18
29.11. | 19
29.11. | 20
29.11. | 21
29.11. | 22
29.11. | 23
29.11. | 24
30.11. | 1
30.11. | 2
30.11. | 3
30.11. | 4
30.11. | 5
30.11. | 6
30.11. | 7
30.11. | 8
30.11. | 9
30.11. | 10
30.11. | 11
30.11. | 12
30.11. | 13
30.11. | 14
30.11. | 15
30.11. | 16
30.11. | 17
30.11. | 18
30.11. | 19
30.11. | 20
30.11. | 21
30.11. | 22
30.11. | 23
30.11. | 24
01.12. | 1
01.12. | 2
01.12. | 3
01.12. | 4
01.12. | 5
01.12. | 6
01.12. | 7
01.12. | 8
01.12. | 9
01.12. | 10
01.12. | 11
01.12. | 12
01.12. | 13
01.12. | 14
01.12. | 15
01.12. | 16
01.12. | 17
01.12. | 18
01.12. | 19
01.12. | 20
01.12. | 21
01.12. | 22
01.12. | 23
01.12. | 24
02.12. | 1
02.12. | 2
02.12. | 3
02.12. | 4
02.12. | 5
02.12. | 6
02.12. | 7
02.12. | 8
02.12. | 9
02.12. | 10
02.12. | 11
02.12. | 12
02.12. | 13
02.12. | 14
02.12. | 15
02.12. | 16
02.12. | 17
02.12. | 18
02.12. | 19
02.12. | 20
02.12. | 21
02.12. | 22
02.12. | 23
02.12. | 24
03.12. | 1
03.12. | 2
03.12. | 3
03.12. | 4
03.12. | 5
03.12. | 6
03.12. | 7
03.12. | 8
03.12. | 9
03.12. | 10
03.12. | 11
03.12. | 12
03.12. | 13
03.12. | 14
03.12. | 15
03.12. | 16
03.12. | 17
03.12. | 18
03.12. | 19
03.12. | 20
03.12. | 21
03.12. | 22
03.12. | 23
03.12. | 24
04.12. | 1
04.12. | 2
04.12. | 3
04.12. | 4
04.12. | 5
04.12. | 6
04.12. | 7
04.12. | 8
04.12. | 9
04.12. | 10
04.12. | 11
04.12. | 12
04.12. | 13
04.12. | 14
04.12. | 15
04.12. | 16
04.12. | 17
04.12. | 18
04.12. | 19
04.12. | 20
04.12. | 21
04.12. | 22
04.12. | 23
04.12. | 24
05.12. | 1
05.12. | 2
05.12. | 3
05.12. | 4
05.12. | 5
05.12. | 6
05.12. | 7
05.12. | 8
05.12. | 9
05.12. | 10
05.12. | 11
05.12. | 12
05.12. | 13
05.12. | 14
05.12. | 15
05.12. | 16
05.12. | 17
05.12. | 18
05.12. | 19
05.12. | 20
05.12. | 21
05.12. | 22
05.12. | 23
05.12. | 24
06.12. | 1
06.12. | 2
06.12. | 3
06.12. | 4
06.12. | 5
06.12. | 6
06.12. | 7
06.12. | 8
06.12. | 9
06.12. | 10
06.12. | 11
06.12. | 12
06.12. | 13
06.12. | 14
06.12. | 15
06.12. | 16
06.12. | 17
06.12. | 18
06.12. | 19
06.12. | 20
06.12. | 21
06.12. | 22
06.12. | 23
06.12. | 24
07.12. | 1
07.12. | 2
07.12. | 3
07.12. | 4
07.12. | 5
07.12. | 6
07.12. | 7
07.12. | 8
07.12. | 9
07.12. | 10
07.12. | 11
07.12. | 12
07.12. | 13
07.12. | 14
07.12. | 15
07.12. | 16
07.12. | 17
07.12. | 18
07.12. | 19
07.12. | 20
07.12. | 21
07.12. | 22
07.12. | 23
07.12. | 24
08.12. | 1
08.12. | 2
08.12. | 3
08.12. | 4
08.12. | 5
08.12. | 6
08.12. | 7
08.12. | 8
08.12. | 9
08.12. | 10
08.12. | 11
08.12. | 12
08.12. | 13
08.12. | 14
08.12. | 15
08.12. | 16
08.12. | 17
08.12. | 18
08.12. | 19
08.12. | 20
08.12. | 21
08.12. | 22
08.12. | 23
08.12. | 24
09.12. | 1
09.12. | 2
09.12. | 3
09.12. | 4
09.12. | 5
09.12. | 6
09.12. | 7
09.12. | 8
09.12. | 9
09.12. | 10
09.12. | 11
09.12. | 12
09.12. | 13
09.12. | 14
09.12. | 15
09.12. | 16
09.12. | 17
09.12. | 18
09.12. | 19
09.12. | 20
09.12. | 21
09.12. | 22
09.12. | 23
09.12. | 24
10.12. | 1
10.12. | 2
10.12. | 3
10.12. | 4
10.12. | 5
10.12. | 6
10.12. | 7
10.12. | 8
10.12. | 9
10.12. | 10
10.12. | 11
10.12. | 12
10.12. | 13
10.12. | 14
10.12. | 15
10.12. | 16
10.12. | 17
10.12. | 18
10.12. | 19
10.12. | 20
10.12. | 21
10.12. | 22
10.12. | 23
10.12. | 24
11.12. | 1
11.12. | 2
11.12. | 3
11.12. | 4
11.12. | 5
11.12. | 6
11.12. | 7
11.12. | 8
11.12. | 9
11.12. | 10
11.12. | 11
11.12. | 12
11.12. | 13
11.12. | 14
11.12. | 15
11.12. | 16
11.12. | 17
11.12. | 18
11.12. | 19
11.12. | 20
11.12. | 21
11.12. | 22
11.12. | 23
11.12. | 24
12.12. | 1
12.12. | 2
12.12. | 3
12.12. | 4
12.12. | 5
12.12. | 6
12.12. | 7
12.12. | 8
12.12. | 9
12.12. | 10
12.12. | 11
12.12. | 12
12.12. | 13
12.12. | 14
12.12. | 15
12.12. | 16
12.12. | 17
12.12. | 18
12.12. | 19
12.12. | 20
12.12. | 21
12.12. | 22
12.12. | 23
12.12. | 24
13.12. | 1
13.12. | 2
13.12. | 3
13.12. | 4
13.12. | 5
13.12. | 6
13.12. | 7
13.12. | 8
13.12. | 9
13.12. | 10
13.12. | 11
13.12. | 12
13.12. | 13
13.12. | 14
13.12. | 15
13.12. | 16
13.12. | 17
13.12. | 18
13.12. | 19
13.12. | 20
13.12. | 21
13.12. | 22
13.12. | 23
13.12. | 24
14.12. | 1
14.12. | 2
14.12. | 3
14.12. | 4
14.12. | 5
14.12. | 6
14.12. | 7
14.12. | 8
14.12. | 9
14.12. | 10
14.12. | 11
14.12. | 12
14.12. | 13
14.12. | 14
14.12. | 15
14.12. | 16
14.12. | 17
14.12. | 18
14.12. | 19
14.12. | 20
14.12. | 21
14.12. | 22
14.12. | 23
14.12. | 24
15.12. | 1
15.12. | 2
15.12. | 3
15.12. | 4
15.12. | 5
15.12. | 6
15.12. | 7
15.12. | 8
15.12. | 9
15.12. | 10
15.12. | 11
15.12. | 12
15.12. | 13
15.12. | 14
15.12. | 15
15.12. | 16
15.12. | 17
15.12. | 18
15.12. | 19
15.12. | 20
15.12. | 21
15.12. | 22
15.12. | 23
15.12. | 24
16.12. | 1
16.12. | 2
16.12. | 3
16.12. | 4
16.12. | 5
16.12. | 6
16.12. | 7
16.12. | 8
16.12. | 9
16.12. | 10
16.12. | 11
16.12. | 12
16.12. | 13
16.12. | 14
16.12. | 15
16.12. | 16
16.12. | 17
16.12. | 18
16.12. | 19
16.12. | 20
16.12. | 21
16.12. | 22
16.12. | 23
16.12. | 24
17.12. | 1
17.12. | 2
17.12. | 3
17.12. | 4
17.12. | 5
17.12. | 6
17.12. | 7
17.12. | 8
17.12. | 9
17.12. | 10
17.12. | 11
17.12. | 12
17.12. | 13
17.12. | 14
17.12. | 15
17.12. | 16
17.12. | 17
17.12. | 18
17.12. | 19
17.12. | 20
17.12. | 21
17.12. | 22
17.12. | 23
17.12. | 24
18.12. | 1
18.12. | 2
18.12. | 3
18.12. | 4
18.12. | 5
18.12. | 6
18.12. | 7
18.12. | 8
18.12. | 9
18.12. | 10
18.12. | 11
18.12. | 12
18.12. | 13
18.12. | 14
18.12. | 15
18.12. | 16
18.12. | 17
18.12. | 18
18.12. | 19
18.12. | 20
18.12. | 21
18.12. | 22
18.12. | 23
18.12. | 24
19.12. | 1
19.12. | 2
19.12. | 3
19.12. | 4
19.12. | 5
19.12. | 6
19.12. | 7
19.12. | 8
19.12. | 9
19.12. | 10
19.12. | 11
19.12. | 12
19.12. | 13
19.12. | 14
19.12. | 15
19.12. | 16
19.12. | 17
19.12. | 18
19.12. | 19
19.12. | 20
19.12. | 21
19.12. | 22
19.12. | 23
19.12. | 24
20.12. | 1
20.12. | 2
20.12. | 3
20.12. | 4
20.12. | 5
20.12. | 6
20.12. | 7
20.12. | 8
20.12. | 9
20.12. | 10
20.12. | 11
20.12. | 12
20.12. | 13
20.12. | 14
20.12. | 15
20.12. | 16
20.12. | 17
20.12. | 18
20.12. | 19
20.12. | 20
20.12. | 21
20.12. | 22
20.12. | 23
20.12. | 24
21.12. | 1
21.12. | 2
21.12. | 3
21.12. | 4
21.12. | 5
21.12. | 6
21.12. | 7
21.12. | 8
21.12. | 9
21.12. | 10
21.12. | 11
21.12. | 12
21.12. | 13
21.12. | 14
21.12. | 15
21.12. | 16
21.12. | 17
21.12. | 18
21.12. | 19
21.12. | 20
21.12. | 21
21.12. | 22
21.12. | 23
21.12. | 24
22.12. | 1
22.12. | 2
22.12. | 3
22.12. | 4
22.12. | 5
22.12. | 6
22.12. | 7
22.12. | 8
22.12. | 9
22.12. | 10
22.12. | 11
22.12. | 12
22.12. | 13
22.12. | 14
22.12. | 15
22.12. | 16
22.12. | 17
22.12. | 18
22.12. | 19
22.12. | 20
22.12. | 21
22.12. | 22
22.12. | 23
22.12. | 24
23.12. | 1
23.12. | 2
23.12. | 3
23.12. | 4
23.12. | 5
23.12. | 6
23.12. | 7
23.12. | 8
23.12. | 9
23.12. | 10
23.12. | 11
23.12. | 12
23.12. | 13
23.12. | 14
23.12. | 15
23.12. | 16
23.12. | 17
23.12. | 18
23.12. | 19
23.12. | 20
23.12. | 21
23.12. | 22
23.12. | 23
23.12. | 24
24.12. | 1
24.12. | 2
24.12. | 3
24.12. | 4
24.12. | 5
24.12. | 6
24.12. | 7
24.12. | 8
24.12. | 9
24.12. | 10
24.12. | 11
24.12. | 12
24.12. | 13
24.12. | 14
24.12. | 15
24.12. | 16
24.12. | 17
24.12. | 18
24.12. | 19
24.12. | 20
24.12. | 21
24.12. | 22
24.12. | 23
24.12. | 24
25.12. | 1
25.12. | 2
25.12. | 3
25.12. | 4
25.12. | 5
25.12. | 6
25.12. | 7
25.12. | 8
25.12. | 9
25.12. | 10
25.12. | 11
25.12. | 12
25.12. | 13
25.12. | 14
25.12. | 15
25.12. | 16
25.12. | 17
25.12. | 18
25.12. | 19
25.12. | 20
25.12. | 21
25.12. | 22
25.12. | 23
25.12. | 24
26.12. | 1
26.12. | 2
26.12. | 3
26.12. | 4
26.12. | 5
26.12. | 6
26.12. | 7
26.12. | 8
26.12. | 9
26.12. | 10
26.12. | 11
26.12. | 12
26.12. | 13
26.12. | 14
26.12. | 15
26.12. | 16
26.12. | 17
26.12. | 18
26.12. | 19
26.12. | 20
26.12. | 21
26.12. | 22
26.12. | 23
26.12. | 24
27.12. | 1
27.12. | 2
27.12. | 3
27.12. | 4
27.12. | 5
27.12. | 6
27.12. | 7
27.12. | 8
27.12. | 9
27.12. | 10
27.12. | 11
27.12. | 12
27.12. | 13
27.12. | 14
27.12. | 15
27.12. | 16
27.12. | 17
27.12. | 18
27.12. | 19
27.12. | 20
27.12. | 21
27.12. | 22
27.12. | 23
27.12. | 24
28.12. | 1
28.12. | 2
28.12. | 3
28.12. | 4
28.12. | 5
28.12. | 6
28.12. | 7
28.12. | 8
28.12. | 9
28.12. | 10
28.12. | 11
28.12. | 12
28.12. | 13
28.12. | 14
28.12. | 15
28.12. | 16
28.12. | 17
28.12. | 18
28.12. | 19
28.12. | 20
28.12. | 21
28.12. | 22
28.12. | 23
28.12. | 24
29.12. | 1
29.12. | 2
29.12. | 3
29.12. | 4
29.12. | 5
29.12. | 6
29.12. | 7
29.12. | 8
29.12. | 9
29.12. | 10
29.12. | 11
29.12. | 12
29.12. | 13
29.12. | 14
29.12. | 15
29.12. | 16
29.12. | 17
29.12. | 18
29.12. | 19
29.12. | 20
29.12. | 21
29.12. | 22
29.12. | 23
29.12. | 24
30.12. | 1
30.12. | 2
30.12. | 3
30.12. | 4
30.12. | 5
30.12. | 6
30.12. | 7
30.12. | 8
30.12. | 9
30.12. | 10
30.12. | 11
30.12. | 12
30.12. | 13
30.12. | 14
30.12. | 15
30.12. | 16
30.12. | 17
30.12. | 18
30.12. | 19
30.12. | 20
30.12. | 21
30.12. | 22
30.12. | 23
30.12. | 24
31.12. | 1
31.12. | 2
31.12. | 3
31.12. | 4
31.12. | 5
31.12. | 6
31.12. | 7
31.12. | 8
31.12. | 9
31.12. | 10
31.12. | 11
31.12. | 12
31.12. | 13
31.12. | 14
31.12. | 15
31.12. | 16
31.12. | 17
31.12. | 18
31.12. | 19
31.12. | 20
31.12. | 21
31.12. | 22
31.12. | 23
31.12. | 24

## Reserves
ENTSO-E Market Modelling Database: Reserves
Country:
Market Node: | PT00
Year:
Climate year
Scenario
Frequency Containment Reserves (FCR)
Total Market Node Requirement | [MW] | 0
FCR that need to be made available by thermal unit commitment (already net with generating capacities on Thermal sheet, not causing additional commitment on Thermal units apart from what highlighted in the unit-by-unit Thermal sheet) | [MW]
Provided by HYDRO - Reserve that should be procured by further constraining the 'Maximum generation' of either Reservoir either Pumped Storage | [MW] | 0
Reserve available from Demand (reduction of demand possible thanks to specific contract to cope with system imbalances; while DSR would work on the DA & ID,here it should be considered only interruptible contract activated to contain system frequency) | [MW] | 0
FCR that need to be made available by thermal unit commitment additional to the FCR allocations highlighted in the unit-by-unit Thermal sheet (this will be allocated additionally on Thermal units as provided FCR) | [MW]
Frequency Restoration Reserves (FRR) - includind both automatic (aFRR) and manual (mFRR)
Total Market Node Requirement | [MW]
FRR that will be procured by thermal (unit commitment of thermal units able to provide FRR take IN REAL LIFE into account this requirements) | [MW]
Provided by HYDRO - Reserve that should be procured by further constraining the 'Maximum generation' of either Reservoir either Pumped Storage | [MW] | 0
Simplified modelling assumptions (to account reserve requirements on e.g. day ahead market as currently done for MAF)
Additional load (should be <= FCR + FRR needed from thermal) | [MW]
Provided by HYDRO - Reserve that should be procured by further constraining the 'Maximum generation' of Reservoir units | [MW]
Provided by HYDRO - Reserve that should be procured by further constraining the 'Maximum generation' of Pumped Storage Open Loop units | [MW]
Provided by HYDRO - Reserve that should be procured by further constraining the 'Maximum generation' of Pumped Storage Closed Loop units | [MW]

## DSR
ENTSO-E Market Modelling Database: DSR
Country:
Market Node: | PT00
Year:
Climate year
Scenario
| Demand Side Response | Price Band 1 | Price Band 2 | Price Band 3 | Price Band 4 | Price Band 5 | Price Band 6 | Price Band 7 | Price Band 8 | Price Band 9 | Price Band 10 | Price Band 11
Capacity
Units
Hours
Price
Climate year start
Climate year end
Date | Hour | Available Demand Response (MW) | Available Demand Response (MW) | Available Demand Response (MW) | Available Demand Response (MW) | Available Demand Response (MW) | Available Demand Response (MW) | Available Demand Response (MW) | Available Demand Response (MW) | Available Demand Response (MW) | Available Demand Response (MW) | N.B. use convention first January always Monday (2007 calendar year) --> see guidelines for further details
01.01. | 1
01.01. | 2
01.01. | 3
01.01. | 4
01.01. | 5
01.01. | 6
01.01. | 7
01.01. | 8
01.01. | 9
01.01. | 10
01.01. | 11
01.01. | 12
01.01. | 13
01.01. | 14
01.01. | 15
01.01. | 16
01.01. | 17
01.01. | 18
01.01. | 19
01.01. | 20
01.01. | 21
01.01. | 22
01.01. | 23
01.01. | 24
02.01. | 1
02.01. | 2
02.01. | 3
02.01. | 4
02.01. | 5
02.01. | 6
02.01. | 7
02.01. | 8
02.01. | 9
02.01. | 10
02.01. | 11
02.01. | 12
02.01. | 13
02.01. | 14
02.01. | 15
02.01. | 16
02.01. | 17
02.01. | 18
02.01. | 19
02.01. | 20
02.01. | 21
02.01. | 22
02.01. | 23
02.01. | 24
03.01. | 1
03.01. | 2
03.01. | 3
03.01. | 4
03.01. | 5
03.01. | 6
03.01. | 7
03.01. | 8
03.01. | 9
03.01. | 10
03.01. | 11
03.01. | 12
03.01. | 13
03.01. | 14
03.01. | 15
03.01. | 16
03.01. | 17
03.01. | 18
03.01. | 19
03.01. | 20
03.01. | 21
03.01. | 22
03.01. | 23
03.01. | 24
04.01. | 1
04.01. | 2
04.01. | 3
04.01. | 4
04.01. | 5
04.01. | 6
04.01. | 7
04.01. | 8
04.01. | 9
04.01. | 10
04.01. | 11
04.01. | 12
04.01. | 13
04.01. | 14
04.01. | 15
04.01. | 16
04.01. | 17
04.01. | 18
04.01. | 19
04.01. | 20
04.01. | 21
04.01. | 22
04.01. | 23
04.01. | 24
05.01. | 1
05.01. | 2
05.01. | 3
05.01. | 4
05.01. | 5
05.01. | 6
05.01. | 7
05.01. | 8
05.01. | 9
05.01. | 10
05.01. | 11
05.01. | 12
05.01. | 13
05.01. | 14
05.01. | 15
05.01. | 16
05.01. | 17
05.01. | 18
05.01. | 19
05.01. | 20
05.01. | 21
05.01. | 22
05.01. | 23
05.01. | 24
06.01. | 1
06.01. | 2
06.01. | 3
06.01. | 4
06.01. | 5
06.01. | 6
06.01. | 7
06.01. | 8
06.01. | 9
06.01. | 10
06.01. | 11
06.01. | 12
06.01. | 13
06.01. | 14
06.01. | 15
06.01. | 16
06.01. | 17
06.01. | 18
06.01. | 19
06.01. | 20
06.01. | 21
06.01. | 22
06.01. | 23
06.01. | 24
07.01. | 1
07.01. | 2
07.01. | 3
07.01. | 4
07.01. | 5
07.01. | 6
07.01. | 7
07.01. | 8
07.01. | 9
07.01. | 10
07.01. | 11
07.01. | 12
07.01. | 13
07.01. | 14
07.01. | 15
07.01. | 16
07.01. | 17
07.01. | 18
07.01. | 19
07.01. | 20
07.01. | 21
07.01. | 22
07.01. | 23
07.01. | 24
08.01. | 1
08.01. | 2
08.01. | 3
08.01. | 4
08.01. | 5
08.01. | 6
08.01. | 7
08.01. | 8
08.01. | 9
08.01. | 10
08.01. | 11
08.01. | 12
08.01. | 13
08.01. | 14
08.01. | 15
08.01. | 16
08.01. | 17
08.01. | 18
08.01. | 19
08.01. | 20
08.01. | 21
08.01. | 22
08.01. | 23
08.01. | 24
09.01. | 1
09.01. | 2
09.01. | 3
09.01. | 4
09.01. | 5
09.01. | 6
09.01. | 7
09.01. | 8
09.01. | 9
09.01. | 10
09.01. | 11
09.01. | 12
09.01. | 13
09.01. | 14
09.01. | 15
09.01. | 16
09.01. | 17
09.01. | 18
09.01. | 19
09.01. | 20
09.01. | 21
09.01. | 22
09.01. | 23
09.01. | 24
10.01. | 1
10.01. | 2
10.01. | 3
10.01. | 4
10.01. | 5
10.01. | 6
10.01. | 7
10.01. | 8
10.01. | 9
10.01. | 10
10.01. | 11
10.01. | 12
10.01. | 13
10.01. | 14
10.01. | 15
10.01. | 16
10.01. | 17
10.01. | 18
10.01. | 19
10.01. | 20
10.01. | 21
10.01. | 22
10.01. | 23
10.01. | 24
11.01. | 1
11.01. | 2
11.01. | 3
11.01. | 4
11.01. | 5
11.01. | 6
11.01. | 7
11.01. | 8
11.01. | 9
11.01. | 10
11.01. | 11
11.01. | 12
11.01. | 13
11.01. | 14
11.01. | 15
11.01. | 16
11.01. | 17
11.01. | 18
11.01. | 19
11.01. | 20
11.01. | 21
11.01. | 22
11.01. | 23
11.01. | 24
12.01. | 1
12.01. | 2
12.01. | 3
12.01. | 4
12.01. | 5
12.01. | 6
12.01. | 7
12.01. | 8
12.01. | 9
12.01. | 10
12.01. | 11
12.01. | 12
12.01. | 13
12.01. | 14
12.01. | 15
12.01. | 16
12.01. | 17
12.01. | 18
12.01. | 19
12.01. | 20
12.01. | 21
12.01. | 22
12.01. | 23
12.01. | 24
13.01. | 1
13.01. | 2
13.01. | 3
13.01. | 4
13.01. | 5
13.01. | 6
13.01. | 7
13.01. | 8
13.01. | 9
13.01. | 10
13.01. | 11
13.01. | 12
13.01. | 13
13.01. | 14
13.01. | 15
13.01. | 16
13.01. | 17
13.01. | 18
13.01. | 19
13.01. | 20
13.01. | 21
13.01. | 22
13.01. | 23
13.01. | 24
14.01. | 1
14.01. | 2
14.01. | 3
14.01. | 4
14.01. | 5
14.01. | 6
14.01. | 7
14.01. | 8
14.01. | 9
14.01. | 10
14.01. | 11
14.01. | 12
14.01. | 13
14.01. | 14
14.01. | 15
14.01. | 16
14.01. | 17
14.01. | 18
14.01. | 19
14.01. | 20
14.01. | 21
14.01. | 22
14.01. | 23
14.01. | 24
15.01. | 1
15.01. | 2
15.01. | 3
15.01. | 4
15.01. | 5
15.01. | 6
15.01. | 7
15.01. | 8
15.01. | 9
15.01. | 10
15.01. | 11
15.01. | 12
15.01. | 13
15.01. | 14
15.01. | 15
15.01. | 16
15.01. | 17
15.01. | 18
15.01. | 19
15.01. | 20
15.01. | 21
15.01. | 22
15.01. | 23
15.01. | 24
16.01. | 1
16.01. | 2
16.01. | 3
16.01. | 4
16.01. | 5
16.01. | 6
16.01. | 7
16.01. | 8
16.01. | 9
16.01. | 10
16.01. | 11
16.01. | 12
16.01. | 13
16.01. | 14
16.01. | 15
16.01. | 16
16.01. | 17
16.01. | 18
16.01. | 19
16.01. | 20
16.01. | 21
16.01. | 22
16.01. | 23
16.01. | 24
17.01. | 1
17.01. | 2
17.01. | 3
17.01. | 4
17.01. | 5
17.01. | 6
17.01. | 7
17.01. | 8
17.01. | 9
17.01. | 10
17.01. | 11
17.01. | 12
17.01. | 13
17.01. | 14
17.01. | 15
17.01. | 16
17.01. | 17
17.01. | 18
17.01. | 19
17.01. | 20
17.01. | 21
17.01. | 22
17.01. | 23
17.01. | 24
18.01. | 1
18.01. | 2
18.01. | 3
18.01. | 4
18.01. | 5
18.01. | 6
18.01. | 7
18.01. | 8
18.01. | 9
18.01. | 10
18.01. | 11
18.01. | 12
18.01. | 13
18.01. | 14
18.01. | 15
18.01. | 16
18.01. | 17
18.01. | 18
18.01. | 19
18.01. | 20
18.01. | 21
18.01. | 22
18.01. | 23
18.01. | 24
19.01. | 1
19.01. | 2
19.01. | 3
19.01. | 4
19.01. | 5
19.01. | 6
19.01. | 7
19.01. | 8
19.01. | 9
19.01. | 10
19.01. | 11
19.01. | 12
19.01. | 13
19.01. | 14
19.01. | 15
19.01. | 16
19.01. | 17
19.01. | 18
19.01. | 19
19.01. | 20
19.01. | 21
19.01. | 22
19.01. | 23
19.01. | 24
20.01. | 1
20.01. | 2
20.01. | 3
20.01. | 4
20.01. | 5
20.01. | 6
20.01. | 7
20.01. | 8
20.01. | 9
20.01. | 10
20.01. | 11
20.01. | 12
20.01. | 13
20.01. | 14
20.01. | 15
20.01. | 16
20.01. | 17
20.01. | 18
20.01. | 19
20.01. | 20
20.01. | 21
20.01. | 22
20.01. | 23
20.01. | 24
21.01. | 1
21.01. | 2
21.01. | 3
21.01. | 4
21.01. | 5
21.01. | 6
21.01. | 7
21.01. | 8
21.01. | 9
21.01. | 10
21.01. | 11
21.01. | 12
21.01. | 13
21.01. | 14
21.01. | 15
21.01. | 16
21.01. | 17
21.01. | 18
21.01. | 19
21.01. | 20
21.01. | 21
21.01. | 22
21.01. | 23
21.01. | 24
22.01. | 1
22.01. | 2
22.01. | 3
22.01. | 4
22.01. | 5
22.01. | 6
22.01. | 7
22.01. | 8
22.01. | 9
22.01. | 10
22.01. | 11
22.01. | 12
22.01. | 13
22.01. | 14
22.01. | 15
22.01. | 16
22.01. | 17
22.01. | 18
22.01. | 19
22.01. | 20
22.01. | 21
22.01. | 22
22.01. | 23
22.01. | 24
23.01. | 1
23.01. | 2
23.01. | 3
23.01. | 4
23.01. | 5
23.01. | 6
23.01. | 7
23.01. | 8
23.01. | 9
23.01. | 10
23.01. | 11
23.01. | 12
23.01. | 13
23.01. | 14
23.01. | 15
23.01. | 16
23.01. | 17
23.01. | 18
23.01. | 19
23.01. | 20
23.01. | 21
23.01. | 22
23.01. | 23
23.01. | 24
24.01. | 1
24.01. | 2
24.01. | 3
24.01. | 4
24.01. | 5
24.01. | 6
24.01. | 7
24.01. | 8
24.01. | 9
24.01. | 10
24.01. | 11
24.01. | 12
24.01. | 13
24.01. | 14
24.01. | 15
24.01. | 16
24.01. | 17
24.01. | 18
24.01. | 19
24.01. | 20
24.01. | 21
24.01. | 22
24.01. | 23
24.01. | 24
25.01. | 1
25.01. | 2
25.01. | 3
25.01. | 4
25.01. | 5
25.01. | 6
25.01. | 7
25.01. | 8
25.01. | 9
25.01. | 10
25.01. | 11
25.01. | 12
25.01. | 13
25.01. | 14
25.01. | 15
25.01. | 16
25.01. | 17
25.01. | 18
25.01. | 19
25.01. | 20
25.01. | 21
25.01. | 22
25.01. | 23
25.01. | 24
26.01. | 1
26.01. | 2
26.01. | 3
26.01. | 4
26.01. | 5
26.01. | 6
26.01. | 7
26.01. | 8
26.01. | 9
26.01. | 10
26.01. | 11
26.01. | 12
26.01. | 13
26.01. | 14
26.01. | 15
26.01. | 16
26.01. | 17
26.01. | 18
26.01. | 19
26.01. | 20
26.01. | 21
26.01. | 22
26.01. | 23
26.01. | 24
27.01. | 1
27.01. | 2
27.01. | 3
27.01. | 4
27.01. | 5
27.01. | 6
27.01. | 7
27.01. | 8
27.01. | 9
27.01. | 10
27.01. | 11
27.01. | 12
27.01. | 13
27.01. | 14
27.01. | 15
27.01. | 16
27.01. | 17
27.01. | 18
27.01. | 19
27.01. | 20
27.01. | 21
27.01. | 22
27.01. | 23
27.01. | 24
28.01. | 1
28.01. | 2
28.01. | 3
28.01. | 4
28.01. | 5
28.01. | 6
28.01. | 7
28.01. | 8
28.01. | 9
28.01. | 10
28.01. | 11
28.01. | 12
28.01. | 13
28.01. | 14
28.01. | 15
28.01. | 16
28.01. | 17
28.01. | 18
28.01. | 19
28.01. | 20
28.01. | 21
28.01. | 22
28.01. | 23
28.01. | 24
29.01. | 1
29.01. | 2
29.01. | 3
29.01. | 4
29.01. | 5
29.01. | 6
29.01. | 7
29.01. | 8
29.01. | 9
29.01. | 10
29.01. | 11
29.01. | 12
29.01. | 13
29.01. | 14
29.01. | 15
29.01. | 16
29.01. | 17
29.01. | 18
29.01. | 19
29.01. | 20
29.01. | 21
29.01. | 22
29.01. | 23
29.01. | 24
30.01. | 1
30.01. | 2
30.01. | 3
30.01. | 4
30.01. | 5
30.01. | 6
30.01. | 7
30.01. | 8
30.01. | 9
30.01. | 10
30.01. | 11
30.01. | 12
30.01. | 13
30.01. | 14
30.01. | 15
30.01. | 16
30.01. | 17
30.01. | 18
30.01. | 19
30.01. | 20
30.01. | 21
30.01. | 22
30.01. | 23
30.01. | 24
31.01. | 1
31.01. | 2
31.01. | 3
31.01. | 4
31.01. | 5
31.01. | 6
31.01. | 7
31.01. | 8
31.01. | 9
31.01. | 10
31.01. | 11
31.01. | 12
31.01. | 13
31.01. | 14
31.01. | 15
31.01. | 16
31.01. | 17
31.01. | 18
31.01. | 19
31.01. | 20
31.01. | 21
31.01. | 22
31.01. | 23
31.01. | 24
01.02. | 1
01.02. | 2
01.02. | 3
01.02. | 4
01.02. | 5
01.02. | 6
01.02. | 7
01.02. | 8
01.02. | 9
01.02. | 10
01.02. | 11
01.02. | 12
01.02. | 13
01.02. | 14
01.02. | 15
01.02. | 16
01.02. | 17
01.02. | 18
01.02. | 19
01.02. | 20
01.02. | 21
01.02. | 22
01.02. | 23
01.02. | 24
02.02. | 1
02.02. | 2
02.02. | 3
02.02. | 4
02.02. | 5
02.02. | 6
02.02. | 7
02.02. | 8
02.02. | 9
02.02. | 10
02.02. | 11
02.02. | 12
02.02. | 13
02.02. | 14
02.02. | 15
02.02. | 16
02.02. | 17
02.02. | 18
02.02. | 19
02.02. | 20
02.02. | 21
02.02. | 22
02.02. | 23
02.02. | 24
03.02. | 1
03.02. | 2
03.02. | 3
03.02. | 4
03.02. | 5
03.02. | 6
03.02. | 7
03.02. | 8
03.02. | 9
03.02. | 10
03.02. | 11
03.02. | 12
03.02. | 13
03.02. | 14
03.02. | 15
03.02. | 16
03.02. | 17
03.02. | 18
03.02. | 19
03.02. | 20
03.02. | 21
03.02. | 22
03.02. | 23
03.02. | 24
04.02. | 1
04.02. | 2
04.02. | 3
04.02. | 4
04.02. | 5
04.02. | 6
04.02. | 7
04.02. | 8
04.02. | 9
04.02. | 10
04.02. | 11
04.02. | 12
04.02. | 13
04.02. | 14
04.02. | 15
04.02. | 16
04.02. | 17
04.02. | 18
04.02. | 19
04.02. | 20
04.02. | 21
04.02. | 22
04.02. | 23
04.02. | 24
05.02. | 1
05.02. | 2
05.02. | 3
05.02. | 4
05.02. | 5
05.02. | 6
05.02. | 7
05.02. | 8
05.02. | 9
05.02. | 10
05.02. | 11
05.02. | 12
05.02. | 13
05.02. | 14
05.02. | 15
05.02. | 16
05.02. | 17
05.02. | 18
05.02. | 19
05.02. | 20
05.02. | 21
05.02. | 22
05.02. | 23
05.02. | 24
06.02. | 1
06.02. | 2
06.02. | 3
06.02. | 4
06.02. | 5
06.02. | 6
06.02. | 7
06.02. | 8
06.02. | 9
06.02. | 10
06.02. | 11
06.02. | 12
06.02. | 13
06.02. | 14
06.02. | 15
06.02. | 16
06.02. | 17
06.02. | 18
06.02. | 19
06.02. | 20
06.02. | 21
06.02. | 22
06.02. | 23
06.02. | 24
07.02. | 1
07.02. | 2
07.02. | 3
07.02. | 4
07.02. | 5
07.02. | 6
07.02. | 7
07.02. | 8
07.02. | 9
07.02. | 10
07.02. | 11
07.02. | 12
07.02. | 13
07.02. | 14
07.02. | 15
07.02. | 16
07.02. | 17
07.02. | 18
07.02. | 19
07.02. | 20
07.02. | 21
07.02. | 22
07.02. | 23
07.02. | 24
08.02. | 1
08.02. | 2
08.02. | 3
08.02. | 4
08.02. | 5
08.02. | 6
08.02. | 7
08.02. | 8
08.02. | 9
08.02. | 10
08.02. | 11
08.02. | 12
08.02. | 13
08.02. | 14
08.02. | 15
08.02. | 16
08.02. | 17
08.02. | 18
08.02. | 19
08.02. | 20
08.02. | 21
08.02. | 22
08.02. | 23
08.02. | 24
09.02. | 1
09.02. | 2
09.02. | 3
09.02. | 4
09.02. | 5
09.02. | 6
09.02. | 7
09.02. | 8
09.02. | 9
09.02. | 10
09.02. | 11
09.02. | 12
09.02. | 13
09.02. | 14
09.02. | 15
09.02. | 16
09.02. | 17
09.02. | 18
09.02. | 19
09.02. | 20
09.02. | 21
09.02. | 22
09.02. | 23
09.02. | 24
10.02. | 1
10.02. | 2
10.02. | 3
10.02. | 4
10.02. | 5
10.02. | 6
10.02. | 7
10.02. | 8
10.02. | 9
10.02. | 10
10.02. | 11
10.02. | 12
10.02. | 13
10.02. | 14
10.02. | 15
10.02. | 16
10.02. | 17
10.02. | 18
10.02. | 19
10.02. | 20
10.02. | 21
10.02. | 22
10.02. | 23
10.02. | 24
11.02. | 1
11.02. | 2
11.02. | 3
11.02. | 4
11.02. | 5
11.02. | 6
11.02. | 7
11.02. | 8
11.02. | 9
11.02. | 10
11.02. | 11
11.02. | 12
11.02. | 13
11.02. | 14
11.02. | 15
11.02. | 16
11.02. | 17
11.02. | 18
11.02. | 19
11.02. | 20
11.02. | 21
11.02. | 22
11.02. | 23
11.02. | 24
12.02. | 1
12.02. | 2
12.02. | 3
12.02. | 4
12.02. | 5
12.02. | 6
12.02. | 7
12.02. | 8
12.02. | 9
12.02. | 10
12.02. | 11
12.02. | 12
12.02. | 13
12.02. | 14
12.02. | 15
12.02. | 16
12.02. | 17
12.02. | 18
12.02. | 19
12.02. | 20
12.02. | 21
12.02. | 22
12.02. | 23
12.02. | 24
13.02. | 1
13.02. | 2
13.02. | 3
13.02. | 4
13.02. | 5
13.02. | 6
13.02. | 7
13.02. | 8
13.02. | 9
13.02. | 10
13.02. | 11
13.02. | 12
13.02. | 13
13.02. | 14
13.02. | 15
13.02. | 16
13.02. | 17
13.02. | 18
13.02. | 19
13.02. | 20
13.02. | 21
13.02. | 22
13.02. | 23
13.02. | 24
14.02. | 1
14.02. | 2
14.02. | 3
14.02. | 4
14.02. | 5
14.02. | 6
14.02. | 7
14.02. | 8
14.02. | 9
14.02. | 10
14.02. | 11
14.02. | 12
14.02. | 13
14.02. | 14
14.02. | 15
14.02. | 16
14.02. | 17
14.02. | 18
14.02. | 19
14.02. | 20
14.02. | 21
14.02. | 22
14.02. | 23
14.02. | 24
15.02. | 1
15.02. | 2
15.02. | 3
15.02. | 4
15.02. | 5
15.02. | 6
15.02. | 7
15.02. | 8
15.02. | 9
15.02. | 10
15.02. | 11
15.02. | 12
15.02. | 13
15.02. | 14
15.02. | 15
15.02. | 16
15.02. | 17
15.02. | 18
15.02. | 19
15.02. | 20
15.02. | 21
15.02. | 22
15.02. | 23
15.02. | 24
16.02. | 1
16.02. | 2
16.02. | 3
16.02. | 4
16.02. | 5
16.02. | 6
16.02. | 7
16.02. | 8
16.02. | 9
16.02. | 10
16.02. | 11
16.02. | 12
16.02. | 13
16.02. | 14
16.02. | 15
16.02. | 16
16.02. | 17
16.02. | 18
16.02. | 19
16.02. | 20
16.02. | 21
16.02. | 22
16.02. | 23
16.02. | 24
17.02. | 1
17.02. | 2
17.02. | 3
17.02. | 4
17.02. | 5
17.02. | 6
17.02. | 7
17.02. | 8
17.02. | 9
17.02. | 10
17.02. | 11
17.02. | 12
17.02. | 13
17.02. | 14
17.02. | 15
17.02. | 16
17.02. | 17
17.02. | 18
17.02. | 19
17.02. | 20
17.02. | 21
17.02. | 22
17.02. | 23
17.02. | 24
18.02. | 1
18.02. | 2
18.02. | 3
18.02. | 4
18.02. | 5
18.02. | 6
18.02. | 7
18.02. | 8
18.02. | 9
18.02. | 10
18.02. | 11
18.02. | 12
18.02. | 13
18.02. | 14
18.02. | 15
18.02. | 16
18.02. | 17
18.02. | 18
18.02. | 19
18.02. | 20
18.02. | 21
18.02. | 22
18.02. | 23
18.02. | 24
19.02. | 1
19.02. | 2
19.02. | 3
19.02. | 4
19.02. | 5
19.02. | 6
19.02. | 7
19.02. | 8
19.02. | 9
19.02. | 10
19.02. | 11
19.02. | 12
19.02. | 13
19.02. | 14
19.02. | 15
19.02. | 16
19.02. | 17
19.02. | 18
19.02. | 19
19.02. | 20
19.02. | 21
19.02. | 22
19.02. | 23
19.02. | 24
20.02. | 1
20.02. | 2
20.02. | 3
20.02. | 4
20.02. | 5
20.02. | 6
20.02. | 7
20.02. | 8
20.02. | 9
20.02. | 10
20.02. | 11
20.02. | 12
20.02. | 13
20.02. | 14
20.02. | 15
20.02. | 16
20.02. | 17
20.02. | 18
20.02. | 19
20.02. | 20
20.02. | 21
20.02. | 22
20.02. | 23
20.02. | 24
21.02. | 1
21.02. | 2
21.02. | 3
21.02. | 4
21.02. | 5
21.02. | 6
21.02. | 7
21.02. | 8
21.02. | 9
21.02. | 10
21.02. | 11
21.02. | 12
21.02. | 13
21.02. | 14
21.02. | 15
21.02. | 16
21.02. | 17
21.02. | 18
21.02. | 19
21.02. | 20
21.02. | 21
21.02. | 22
21.02. | 23
21.02. | 24
22.02. | 1
22.02. | 2
22.02. | 3
22.02. | 4
22.02. | 5
22.02. | 6
22.02. | 7
22.02. | 8
22.02. | 9
22.02. | 10
22.02. | 11
22.02. | 12
22.02. | 13
22.02. | 14
22.02. | 15
22.02. | 16
22.02. | 17
22.02. | 18
22.02. | 19
22.02. | 20
22.02. | 21
22.02. | 22
22.02. | 23
22.02. | 24
23.02. | 1
23.02. | 2
23.02. | 3
23.02. | 4
23.02. | 5
23.02. | 6
23.02. | 7
23.02. | 8
23.02. | 9
23.02. | 10
23.02. | 11
23.02. | 12
23.02. | 13
23.02. | 14
23.02. | 15
23.02. | 16
23.02. | 17
23.02. | 18
23.02. | 19
23.02. | 20
23.02. | 21
23.02. | 22
23.02. | 23
23.02. | 24
24.02. | 1
24.02. | 2
24.02. | 3
24.02. | 4
24.02. | 5
24.02. | 6
24.02. | 7
24.02. | 8
24.02. | 9
24.02. | 10
24.02. | 11
24.02. | 12
24.02. | 13
24.02. | 14
24.02. | 15
24.02. | 16
24.02. | 17
24.02. | 18
24.02. | 19
24.02. | 20
24.02. | 21
24.02. | 22
24.02. | 23
24.02. | 24
25.02. | 1
25.02. | 2
25.02. | 3
25.02. | 4
25.02. | 5
25.02. | 6
25.02. | 7
25.02. | 8
25.02. | 9
25.02. | 10
25.02. | 11
25.02. | 12
25.02. | 13
25.02. | 14
25.02. | 15
25.02. | 16
25.02. | 17
25.02. | 18
25.02. | 19
25.02. | 20
25.02. | 21
25.02. | 22
25.02. | 23
25.02. | 24
26.02. | 1
26.02. | 2
26.02. | 3
26.02. | 4
26.02. | 5
26.02. | 6
26.02. | 7
26.02. | 8
26.02. | 9
26.02. | 10
26.02. | 11
26.02. | 12
26.02. | 13
26.02. | 14
26.02. | 15
26.02. | 16
26.02. | 17
26.02. | 18
26.02. | 19
26.02. | 20
26.02. | 21
26.02. | 22
26.02. | 23
26.02. | 24
27.02. | 1
27.02. | 2
27.02. | 3
27.02. | 4
27.02. | 5
27.02. | 6
27.02. | 7
27.02. | 8
27.02. | 9
27.02. | 10
27.02. | 11
27.02. | 12
27.02. | 13
27.02. | 14
27.02. | 15
27.02. | 16
27.02. | 17
27.02. | 18
27.02. | 19
27.02. | 20
27.02. | 21
27.02. | 22
27.02. | 23
27.02. | 24
28.02. | 1
28.02. | 2
28.02. | 3
28.02. | 4
28.02. | 5
28.02. | 6
28.02. | 7
28.02. | 8
28.02. | 9
28.02. | 10
28.02. | 11
28.02. | 12
28.02. | 13
28.02. | 14
28.02. | 15
28.02. | 16
28.02. | 17
28.02. | 18
28.02. | 19
28.02. | 20
28.02. | 21
28.02. | 22
28.02. | 23
28.02. | 24
01.03. | 1
01.03. | 2
01.03. | 3
01.03. | 4
01.03. | 5
01.03. | 6
01.03. | 7
01.03. | 8
01.03. | 9
01.03. | 10
01.03. | 11
01.03. | 12
01.03. | 13
01.03. | 14
01.03. | 15
01.03. | 16
01.03. | 17
01.03. | 18
01.03. | 19
01.03. | 20
01.03. | 21
01.03. | 22
01.03. | 23
01.03. | 24
02.03. | 1
02.03. | 2
02.03. | 3
02.03. | 4
02.03. | 5
02.03. | 6
02.03. | 7
02.03. | 8
02.03. | 9
02.03. | 10
02.03. | 11
02.03. | 12
02.03. | 13
02.03. | 14
02.03. | 15
02.03. | 16
02.03. | 17
02.03. | 18
02.03. | 19
02.03. | 20
02.03. | 21
02.03. | 22
02.03. | 23
02.03. | 24
03.03. | 1
03.03. | 2
03.03. | 3
03.03. | 4
03.03. | 5
03.03. | 6
03.03. | 7
03.03. | 8
03.03. | 9
03.03. | 10
03.03. | 11
03.03. | 12
03.03. | 13
03.03. | 14
03.03. | 15
03.03. | 16
03.03. | 17
03.03. | 18
03.03. | 19
03.03. | 20
03.03. | 21
03.03. | 22
03.03. | 23
03.03. | 24
04.03. | 1
04.03. | 2
04.03. | 3
04.03. | 4
04.03. | 5
04.03. | 6
04.03. | 7
04.03. | 8
04.03. | 9
04.03. | 10
04.03. | 11
04.03. | 12
04.03. | 13
04.03. | 14
04.03. | 15
04.03. | 16
04.03. | 17
04.03. | 18
04.03. | 19
04.03. | 20
04.03. | 21
04.03. | 22
04.03. | 23
04.03. | 24
05.03. | 1
05.03. | 2
05.03. | 3
05.03. | 4
05.03. | 5
05.03. | 6
05.03. | 7
05.03. | 8
05.03. | 9
05.03. | 10
05.03. | 11
05.03. | 12
05.03. | 13
05.03. | 14
05.03. | 15
05.03. | 16
05.03. | 17
05.03. | 18
05.03. | 19
05.03. | 20
05.03. | 21
05.03. | 22
05.03. | 23
05.03. | 24
06.03. | 1
06.03. | 2
06.03. | 3
06.03. | 4
06.03. | 5
06.03. | 6
06.03. | 7
06.03. | 8
06.03. | 9
06.03. | 10
06.03. | 11
06.03. | 12
06.03. | 13
06.03. | 14
06.03. | 15
06.03. | 16
06.03. | 17
06.03. | 18
06.03. | 19
06.03. | 20
06.03. | 21
06.03. | 22
06.03. | 23
06.03. | 24
07.03. | 1
07.03. | 2
07.03. | 3
07.03. | 4
07.03. | 5
07.03. | 6
07.03. | 7
07.03. | 8
07.03. | 9
07.03. | 10
07.03. | 11
07.03. | 12
07.03. | 13
07.03. | 14
07.03. | 15
07.03. | 16
07.03. | 17
07.03. | 18
07.03. | 19
07.03. | 20
07.03. | 21
07.03. | 22
07.03. | 23
07.03. | 24
08.03. | 1
08.03. | 2
08.03. | 3
08.03. | 4
08.03. | 5
08.03. | 6
08.03. | 7
08.03. | 8
08.03. | 9
08.03. | 10
08.03. | 11
08.03. | 12
08.03. | 13
08.03. | 14
08.03. | 15
08.03. | 16
08.03. | 17
08.03. | 18
08.03. | 19
08.03. | 20
08.03. | 21
08.03. | 22
08.03. | 23
08.03. | 24
09.03. | 1
09.03. | 2
09.03. | 3
09.03. | 4
09.03. | 5
09.03. | 6
09.03. | 7
09.03. | 8
09.03. | 9
09.03. | 10
09.03. | 11
09.03. | 12
09.03. | 13
09.03. | 14
09.03. | 15
09.03. | 16
09.03. | 17
09.03. | 18
09.03. | 19
09.03. | 20
09.03. | 21
09.03. | 22
09.03. | 23
09.03. | 24
10.03. | 1
10.03. | 2
10.03. | 3
10.03. | 4
10.03. | 5
10.03. | 6
10.03. | 7
10.03. | 8
10.03. | 9
10.03. | 10
10.03. | 11
10.03. | 12
10.03. | 13
10.03. | 14
10.03. | 15
10.03. | 16
10.03. | 17
10.03. | 18
10.03. | 19
10.03. | 20
10.03. | 21
10.03. | 22
10.03. | 23
10.03. | 24
11.03. | 1
11.03. | 2
11.03. | 3
11.03. | 4
11.03. | 5
11.03. | 6
11.03. | 7
11.03. | 8
11.03. | 9
11.03. | 10
11.03. | 11
11.03. | 12
11.03. | 13
11.03. | 14
11.03. | 15
11.03. | 16
11.03. | 17
11.03. | 18
11.03. | 19
11.03. | 20
11.03. | 21
11.03. | 22
11.03. | 23
11.03. | 24
12.03. | 1
12.03. | 2
12.03. | 3
12.03. | 4
12.03. | 5
12.03. | 6
12.03. | 7
12.03. | 8
12.03. | 9
12.03. | 10
12.03. | 11
12.03. | 12
12.03. | 13
12.03. | 14
12.03. | 15
12.03. | 16
12.03. | 17
12.03. | 18
12.03. | 19
12.03. | 20
12.03. | 21
12.03. | 22
12.03. | 23
12.03. | 24
13.03. | 1
13.03. | 2
13.03. | 3
13.03. | 4
13.03. | 5
13.03. | 6
13.03. | 7
13.03. | 8
13.03. | 9
13.03. | 10
13.03. | 11
13.03. | 12
13.03. | 13
13.03. | 14
13.03. | 15
13.03. | 16
13.03. | 17
13.03. | 18
13.03. | 19
13.03. | 20
13.03. | 21
13.03. | 22
13.03. | 23
13.03. | 24
14.03. | 1
14.03. | 2
14.03. | 3
14.03. | 4
14.03. | 5
14.03. | 6
14.03. | 7
14.03. | 8
14.03. | 9
14.03. | 10
14.03. | 11
14.03. | 12
14.03. | 13
14.03. | 14
14.03. | 15
14.03. | 16
14.03. | 17
14.03. | 18
14.03. | 19
14.03. | 20
14.03. | 21
14.03. | 22
14.03. | 23
14.03. | 24
15.03. | 1
15.03. | 2
15.03. | 3
15.03. | 4
15.03. | 5
15.03. | 6
15.03. | 7
15.03. | 8
15.03. | 9
15.03. | 10
15.03. | 11
15.03. | 12
15.03. | 13
15.03. | 14
15.03. | 15
15.03. | 16
15.03. | 17
15.03. | 18
15.03. | 19
15.03. | 20
15.03. | 21
15.03. | 22
15.03. | 23
15.03. | 24
16.03. | 1
16.03. | 2
16.03. | 3
16.03. | 4
16.03. | 5
16.03. | 6
16.03. | 7
16.03. | 8
16.03. | 9
16.03. | 10
16.03. | 11
16.03. | 12
16.03. | 13
16.03. | 14
16.03. | 15
16.03. | 16
16.03. | 17
16.03. | 18
16.03. | 19
16.03. | 20
16.03. | 21
16.03. | 22
16.03. | 23
16.03. | 24
17.03. | 1
17.03. | 2
17.03. | 3
17.03. | 4
17.03. | 5
17.03. | 6
17.03. | 7
17.03. | 8
17.03. | 9
17.03. | 10
17.03. | 11
17.03. | 12
17.03. | 13
17.03. | 14
17.03. | 15
17.03. | 16
17.03. | 17
17.03. | 18
17.03. | 19
17.03. | 20
17.03. | 21
17.03. | 22
17.03. | 23
17.03. | 24
18.03. | 1
18.03. | 2
18.03. | 3
18.03. | 4
18.03. | 5
18.03. | 6
18.03. | 7
18.03. | 8
18.03. | 9
18.03. | 10
18.03. | 11
18.03. | 12
18.03. | 13
18.03. | 14
18.03. | 15
18.03. | 16
18.03. | 17
18.03. | 18
18.03. | 19
18.03. | 20
18.03. | 21
18.03. | 22
18.03. | 23
18.03. | 24
19.03. | 1
19.03. | 2
19.03. | 3
19.03. | 4
19.03. | 5
19.03. | 6
19.03. | 7
19.03. | 8
19.03. | 9
19.03. | 10
19.03. | 11
19.03. | 12
19.03. | 13
19.03. | 14
19.03. | 15
19.03. | 16
19.03. | 17
19.03. | 18
19.03. | 19
19.03. | 20
19.03. | 21
19.03. | 22
19.03. | 23
19.03. | 24
20.03. | 1
20.03. | 2
20.03. | 3
20.03. | 4
20.03. | 5
20.03. | 6
20.03. | 7
20.03. | 8
20.03. | 9
20.03. | 10
20.03. | 11
20.03. | 12
20.03. | 13
20.03. | 14
20.03. | 15
20.03. | 16
20.03. | 17
20.03. | 18
20.03. | 19
20.03. | 20
20.03. | 21
20.03. | 22
20.03. | 23
20.03. | 24
21.03. | 1
21.03. | 2
21.03. | 3
21.03. | 4
21.03. | 5
21.03. | 6
21.03. | 7
21.03. | 8
21.03. | 9
21.03. | 10
21.03. | 11
21.03. | 12
21.03. | 13
21.03. | 14
21.03. | 15
21.03. | 16
21.03. | 17
21.03. | 18
21.03. | 19
21.03. | 20
21.03. | 21
21.03. | 22
21.03. | 23
21.03. | 24
22.03. | 1
22.03. | 2
22.03. | 3
22.03. | 4
22.03. | 5
22.03. | 6
22.03. | 7
22.03. | 8
22.03. | 9
22.03. | 10
22.03. | 11
22.03. | 12
22.03. | 13
22.03. | 14
22.03. | 15
22.03. | 16
22.03. | 17
22.03. | 18
22.03. | 19
22.03. | 20
22.03. | 21
22.03. | 22
22.03. | 23
22.03. | 24
23.03. | 1
23.03. | 2
23.03. | 3
23.03. | 4
23.03. | 5
23.03. | 6
23.03. | 7
23.03. | 8
23.03. | 9
23.03. | 10
23.03. | 11
23.03. | 12
23.03. | 13
23.03. | 14
23.03. | 15
23.03. | 16
23.03. | 17
23.03. | 18
23.03. | 19
23.03. | 20
23.03. | 21
23.03. | 22
23.03. | 23
23.03. | 24
24.03. | 1
24.03. | 2
24.03. | 3
24.03. | 4
24.03. | 5
24.03. | 6
24.03. | 7
24.03. | 8
24.03. | 9
24.03. | 10
24.03. | 11
24.03. | 12
24.03. | 13
24.03. | 14
24.03. | 15
24.03. | 16
24.03. | 17
24.03. | 18
24.03. | 19
24.03. | 20
24.03. | 21
24.03. | 22
24.03. | 23
24.03. | 24
25.03. | 1
25.03. | 2
25.03. | 3
25.03. | 4
25.03. | 5
25.03. | 6
25.03. | 7
25.03. | 8
25.03. | 9
25.03. | 10
25.03. | 11
25.03. | 12
25.03. | 13
25.03. | 14
25.03. | 15
25.03. | 16
25.03. | 17
25.03. | 18
25.03. | 19
25.03. | 20
25.03. | 21
25.03. | 22
25.03. | 23
25.03. | 24
26.03. | 1
26.03. | 2
26.03. | 3
26.03. | 4
26.03. | 5
26.03. | 6
26.03. | 7
26.03. | 8
26.03. | 9
26.03. | 10
26.03. | 11
26.03. | 12
26.03. | 13
26.03. | 14
26.03. | 15
26.03. | 16
26.03. | 17
26.03. | 18
26.03. | 19
26.03. | 20
26.03. | 21
26.03. | 22
26.03. | 23
26.03. | 24
27.03. | 1
27.03. | 2
27.03. | 3
27.03. | 4
27.03. | 5
27.03. | 6
27.03. | 7
27.03. | 8
27.03. | 9
27.03. | 10
27.03. | 11
27.03. | 12
27.03. | 13
27.03. | 14
27.03. | 15
27.03. | 16
27.03. | 17
27.03. | 18
27.03. | 19
27.03. | 20
27.03. | 21
27.03. | 22
27.03. | 23
27.03. | 24
28.03. | 1
28.03. | 2
28.03. | 3
28.03. | 4
28.03. | 5
28.03. | 6
28.03. | 7
28.03. | 8
28.03. | 9
28.03. | 10
28.03. | 11
28.03. | 12
28.03. | 13
28.03. | 14
28.03. | 15
28.03. | 16
28.03. | 17
28.03. | 18
28.03. | 19
28.03. | 20
28.03. | 21
28.03. | 22
28.03. | 23
28.03. | 24
29.03. | 1
29.03. | 2
29.03. | 3
29.03. | 4
29.03. | 5
29.03. | 6
29.03. | 7
29.03. | 8
29.03. | 9
29.03. | 10
29.03. | 11
29.03. | 12
29.03. | 13
29.03. | 14
29.03. | 15
29.03. | 16
29.03. | 17
29.03. | 18
29.03. | 19
29.03. | 20
29.03. | 21
29.03. | 22
29.03. | 23
29.03. | 24
30.03. | 1
30.03. | 2
30.03. | 3
30.03. | 4
30.03. | 5
30.03. | 6
30.03. | 7
30.03. | 8
30.03. | 9
30.03. | 10
30.03. | 11
30.03. | 12
30.03. | 13
30.03. | 14
30.03. | 15
30.03. | 16
30.03. | 17
30.03. | 18
30.03. | 19
30.03. | 20
30.03. | 21
30.03. | 22
30.03. | 23
30.03. | 24
31.03. | 1
31.03. | 2
31.03. | 3
31.03. | 4
31.03. | 5
31.03. | 6
31.03. | 7
31.03. | 8
31.03. | 9
31.03. | 10
31.03. | 11
31.03. | 12
31.03. | 13
31.03. | 14
31.03. | 15
31.03. | 16
31.03. | 17
31.03. | 18
31.03. | 19
31.03. | 20
31.03. | 21
31.03. | 22
31.03. | 23
31.03. | 24
01.04. | 1
01.04. | 2
01.04. | 3
01.04. | 4
01.04. | 5
01.04. | 6
01.04. | 7
01.04. | 8
01.04. | 9
01.04. | 10
01.04. | 11
01.04. | 12
01.04. | 13
01.04. | 14
01.04. | 15
01.04. | 16
01.04. | 17
01.04. | 18
01.04. | 19
01.04. | 20
01.04. | 21
01.04. | 22
01.04. | 23
01.04. | 24
02.04. | 1
02.04. | 2
02.04. | 3
02.04. | 4
02.04. | 5
02.04. | 6
02.04. | 7
02.04. | 8
02.04. | 9
02.04. | 10
02.04. | 11
02.04. | 12
02.04. | 13
02.04. | 14
02.04. | 15
02.04. | 16
02.04. | 17
02.04. | 18
02.04. | 19
02.04. | 20
02.04. | 21
02.04. | 22
02.04. | 23
02.04. | 24
03.04. | 1
03.04. | 2
03.04. | 3
03.04. | 4
03.04. | 5
03.04. | 6
03.04. | 7
03.04. | 8
03.04. | 9
03.04. | 10
03.04. | 11
03.04. | 12
03.04. | 13
03.04. | 14
03.04. | 15
03.04. | 16
03.04. | 17
03.04. | 18
03.04. | 19
03.04. | 20
03.04. | 21
03.04. | 22
03.04. | 23
03.04. | 24
04.04. | 1
04.04. | 2
04.04. | 3
04.04. | 4
04.04. | 5
04.04. | 6
04.04. | 7
04.04. | 8
04.04. | 9
04.04. | 10
04.04. | 11
04.04. | 12
04.04. | 13
04.04. | 14
04.04. | 15
04.04. | 16
04.04. | 17
04.04. | 18
04.04. | 19
04.04. | 20
04.04. | 21
04.04. | 22
04.04. | 23
04.04. | 24
05.04. | 1
05.04. | 2
05.04. | 3
05.04. | 4
05.04. | 5
05.04. | 6
05.04. | 7
05.04. | 8
05.04. | 9
05.04. | 10
05.04. | 11
05.04. | 12
05.04. | 13
05.04. | 14
05.04. | 15
05.04. | 16
05.04. | 17
05.04. | 18
05.04. | 19
05.04. | 20
05.04. | 21
05.04. | 22
05.04. | 23
05.04. | 24
06.04. | 1
06.04. | 2
06.04. | 3
06.04. | 4
06.04. | 5
06.04. | 6
06.04. | 7
06.04. | 8
06.04. | 9
06.04. | 10
06.04. | 11
06.04. | 12
06.04. | 13
06.04. | 14
06.04. | 15
06.04. | 16
06.04. | 17
06.04. | 18
06.04. | 19
06.04. | 20
06.04. | 21
06.04. | 22
06.04. | 23
06.04. | 24
07.04. | 1
07.04. | 2
07.04. | 3
07.04. | 4
07.04. | 5
07.04. | 6
07.04. | 7
07.04. | 8
07.04. | 9
07.04. | 10
07.04. | 11
07.04. | 12
07.04. | 13
07.04. | 14
07.04. | 15
07.04. | 16
07.04. | 17
07.04. | 18
07.04. | 19
07.04. | 20
07.04. | 21
07.04. | 22
07.04. | 23
07.04. | 24
08.04. | 1
08.04. | 2
08.04. | 3
08.04. | 4
08.04. | 5
08.04. | 6
08.04. | 7
08.04. | 8
08.04. | 9
08.04. | 10
08.04. | 11
08.04. | 12
08.04. | 13
08.04. | 14
08.04. | 15
08.04. | 16
08.04. | 17
08.04. | 18
08.04. | 19
08.04. | 20
08.04. | 21
08.04. | 22
08.04. | 23
08.04. | 24
09.04. | 1
09.04. | 2
09.04. | 3
09.04. | 4
09.04. | 5
09.04. | 6
09.04. | 7
09.04. | 8
09.04. | 9
09.04. | 10
09.04. | 11
09.04. | 12
09.04. | 13
09.04. | 14
09.04. | 15
09.04. | 16
09.04. | 17
09.04. | 18
09.04. | 19
09.04. | 20
09.04. | 21
09.04. | 22
09.04. | 23
09.04. | 24
10.04. | 1
10.04. | 2
10.04. | 3
10.04. | 4
10.04. | 5
10.04. | 6
10.04. | 7
10.04. | 8
10.04. | 9
10.04. | 10
10.04. | 11
10.04. | 12
10.04. | 13
10.04. | 14
10.04. | 15
10.04. | 16
10.04. | 17
10.04. | 18
10.04. | 19
10.04. | 20
10.04. | 21
10.04. | 22
10.04. | 23
10.04. | 24
11.04. | 1
11.04. | 2
11.04. | 3
11.04. | 4
11.04. | 5
11.04. | 6
11.04. | 7
11.04. | 8
11.04. | 9
11.04. | 10
11.04. | 11
11.04. | 12
11.04. | 13
11.04. | 14
11.04. | 15
11.04. | 16
11.04. | 17
11.04. | 18
11.04. | 19
11.04. | 20
11.04. | 21
11.04. | 22
11.04. | 23
11.04. | 24
12.04. | 1
12.04. | 2
12.04. | 3
12.04. | 4
12.04. | 5
12.04. | 6
12.04. | 7
12.04. | 8
12.04. | 9
12.04. | 10
12.04. | 11
12.04. | 12
12.04. | 13
12.04. | 14
12.04. | 15
12.04. | 16
12.04. | 17
12.04. | 18
12.04. | 19
12.04. | 20
12.04. | 21
12.04. | 22
12.04. | 23
12.04. | 24
13.04. | 1
13.04. | 2
13.04. | 3
13.04. | 4
13.04. | 5
13.04. | 6
13.04. | 7
13.04. | 8
13.04. | 9
13.04. | 10
13.04. | 11
13.04. | 12
13.04. | 13
13.04. | 14
13.04. | 15
13.04. | 16
13.04. | 17
13.04. | 18
13.04. | 19
13.04. | 20
13.04. | 21
13.04. | 22
13.04. | 23
13.04. | 24
14.04. | 1
14.04. | 2
14.04. | 3
14.04. | 4
14.04. | 5
14.04. | 6
14.04. | 7
14.04. | 8
14.04. | 9
14.04. | 10
14.04. | 11
14.04. | 12
14.04. | 13
14.04. | 14
14.04. | 15
14.04. | 16
14.04. | 17
14.04. | 18
14.04. | 19
14.04. | 20
14.04. | 21
14.04. | 22
14.04. | 23
14.04. | 24
15.04. | 1
15.04. | 2
15.04. | 3
15.04. | 4
15.04. | 5
15.04. | 6
15.04. | 7
15.04. | 8
15.04. | 9
15.04. | 10
15.04. | 11
15.04. | 12
15.04. | 13
15.04. | 14
15.04. | 15
15.04. | 16
15.04. | 17
15.04. | 18
15.04. | 19
15.04. | 20
15.04. | 21
15.04. | 22
15.04. | 23
15.04. | 24
16.04. | 1
16.04. | 2
16.04. | 3
16.04. | 4
16.04. | 5
16.04. | 6
16.04. | 7
16.04. | 8
16.04. | 9
16.04. | 10
16.04. | 11
16.04. | 12
16.04. | 13
16.04. | 14
16.04. | 15
16.04. | 16
16.04. | 17
16.04. | 18
16.04. | 19
16.04. | 20
16.04. | 21
16.04. | 22
16.04. | 23
16.04. | 24
17.04. | 1
17.04. | 2
17.04. | 3
17.04. | 4
17.04. | 5
17.04. | 6
17.04. | 7
17.04. | 8
17.04. | 9
17.04. | 10
17.04. | 11
17.04. | 12
17.04. | 13
17.04. | 14
17.04. | 15
17.04. | 16
17.04. | 17
17.04. | 18
17.04. | 19
17.04. | 20
17.04. | 21
17.04. | 22
17.04. | 23
17.04. | 24
18.04. | 1
18.04. | 2
18.04. | 3
18.04. | 4
18.04. | 5
18.04. | 6
18.04. | 7
18.04. | 8
18.04. | 9
18.04. | 10
18.04. | 11
18.04. | 12
18.04. | 13
18.04. | 14
18.04. | 15
18.04. | 16
18.04. | 17
18.04. | 18
18.04. | 19
18.04. | 20
18.04. | 21
18.04. | 22
18.04. | 23
18.04. | 24
19.04. | 1
19.04. | 2
19.04. | 3
19.04. | 4
19.04. | 5
19.04. | 6
19.04. | 7
19.04. | 8
19.04. | 9
19.04. | 10
19.04. | 11
19.04. | 12
19.04. | 13
19.04. | 14
19.04. | 15
19.04. | 16
19.04. | 17
19.04. | 18
19.04. | 19
19.04. | 20
19.04. | 21
19.04. | 22
19.04. | 23
19.04. | 24
20.04. | 1
20.04. | 2
20.04. | 3
20.04. | 4
20.04. | 5
20.04. | 6
20.04. | 7
20.04. | 8
20.04. | 9
20.04. | 10
20.04. | 11
20.04. | 12
20.04. | 13
20.04. | 14
20.04. | 15
20.04. | 16
20.04. | 17
20.04. | 18
20.04. | 19
20.04. | 20
20.04. | 21
20.04. | 22
20.04. | 23
20.04. | 24
21.04. | 1
21.04. | 2
21.04. | 3
21.04. | 4
21.04. | 5
21.04. | 6
21.04. | 7
21.04. | 8
21.04. | 9
21.04. | 10
21.04. | 11
21.04. | 12
21.04. | 13
21.04. | 14
21.04. | 15
21.04. | 16
21.04. | 17
21.04. | 18
21.04. | 19
21.04. | 20
21.04. | 21
21.04. | 22
21.04. | 23
21.04. | 24
22.04. | 1
22.04. | 2
22.04. | 3
22.04. | 4
22.04. | 5
22.04. | 6
22.04. | 7
22.04. | 8
22.04. | 9
22.04. | 10
22.04. | 11
22.04. | 12
22.04. | 13
22.04. | 14
22.04. | 15
22.04. | 16
22.04. | 17
22.04. | 18
22.04. | 19
22.04. | 20
22.04. | 21
22.04. | 22
22.04. | 23
22.04. | 24
23.04. | 1
23.04. | 2
23.04. | 3
23.04. | 4
23.04. | 5
23.04. | 6
23.04. | 7
23.04. | 8
23.04. | 9
23.04. | 10
23.04. | 11
23.04. | 12
23.04. | 13
23.04. | 14
23.04. | 15
23.04. | 16
23.04. | 17
23.04. | 18
23.04. | 19
23.04. | 20
23.04. | 21
23.04. | 22
23.04. | 23
23.04. | 24
24.04. | 1
24.04. | 2
24.04. | 3
24.04. | 4
24.04. | 5
24.04. | 6
24.04. | 7
24.04. | 8
24.04. | 9
24.04. | 10
24.04. | 11
24.04. | 12
24.04. | 13
24.04. | 14
24.04. | 15
24.04. | 16
24.04. | 17
24.04. | 18
24.04. | 19
24.04. | 20
24.04. | 21
24.04. | 22
24.04. | 23
24.04. | 24
25.04. | 1
25.04. | 2
25.04. | 3
25.04. | 4
25.04. | 5
25.04. | 6
25.04. | 7
25.04. | 8
25.04. | 9
25.04. | 10
25.04. | 11
25.04. | 12
25.04. | 13
25.04. | 14
25.04. | 15
25.04. | 16
25.04. | 17
25.04. | 18
25.04. | 19
25.04. | 20
25.04. | 21
25.04. | 22
25.04. | 23
25.04. | 24
26.04. | 1
26.04. | 2
26.04. | 3
26.04. | 4
26.04. | 5
26.04. | 6
26.04. | 7
26.04. | 8
26.04. | 9
26.04. | 10
26.04. | 11
26.04. | 12
26.04. | 13
26.04. | 14
26.04. | 15
26.04. | 16
26.04. | 17
26.04. | 18
26.04. | 19
26.04. | 20
26.04. | 21
26.04. | 22
26.04. | 23
26.04. | 24
27.04. | 1
27.04. | 2
27.04. | 3
27.04. | 4
27.04. | 5
27.04. | 6
27.04. | 7
27.04. | 8
27.04. | 9
27.04. | 10
27.04. | 11
27.04. | 12
27.04. | 13
27.04. | 14
27.04. | 15
27.04. | 16
27.04. | 17
27.04. | 18
27.04. | 19
27.04. | 20
27.04. | 21
27.04. | 22
27.04. | 23
27.04. | 24
28.04. | 1
28.04. | 2
28.04. | 3
28.04. | 4
28.04. | 5
28.04. | 6
28.04. | 7
28.04. | 8
28.04. | 9
28.04. | 10
28.04. | 11
28.04. | 12
28.04. | 13
28.04. | 14
28.04. | 15
28.04. | 16
28.04. | 17
28.04. | 18
28.04. | 19
28.04. | 20
28.04. | 21
28.04. | 22
28.04. | 23
28.04. | 24
29.04. | 1
29.04. | 2
29.04. | 3
29.04. | 4
29.04. | 5
29.04. | 6
29.04. | 7
29.04. | 8
29.04. | 9
29.04. | 10
29.04. | 11
29.04. | 12
29.04. | 13
29.04. | 14
29.04. | 15
29.04. | 16
29.04. | 17
29.04. | 18
29.04. | 19
29.04. | 20
29.04. | 21
29.04. | 22
29.04. | 23
29.04. | 24
30.04. | 1
30.04. | 2
30.04. | 3
30.04. | 4
30.04. | 5
30.04. | 6
30.04. | 7
30.04. | 8
30.04. | 9
30.04. | 10
30.04. | 11
30.04. | 12
30.04. | 13
30.04. | 14
30.04. | 15
30.04. | 16
30.04. | 17
30.04. | 18
30.04. | 19
30.04. | 20
30.04. | 21
30.04. | 22
30.04. | 23
30.04. | 24
01.05. | 1
01.05. | 2
01.05. | 3
01.05. | 4
01.05. | 5
01.05. | 6
01.05. | 7
01.05. | 8
01.05. | 9
01.05. | 10
01.05. | 11
01.05. | 12
01.05. | 13
01.05. | 14
01.05. | 15
01.05. | 16
01.05. | 17
01.05. | 18
01.05. | 19
01.05. | 20
01.05. | 21
01.05. | 22
01.05. | 23
01.05. | 24
02.05. | 1
02.05. | 2
02.05. | 3
02.05. | 4
02.05. | 5
02.05. | 6
02.05. | 7
02.05. | 8
02.05. | 9
02.05. | 10
02.05. | 11
02.05. | 12
02.05. | 13
02.05. | 14
02.05. | 15
02.05. | 16
02.05. | 17
02.05. | 18
02.05. | 19
02.05. | 20
02.05. | 21
02.05. | 22
02.05. | 23
02.05. | 24
03.05. | 1
03.05. | 2
03.05. | 3
03.05. | 4
03.05. | 5
03.05. | 6
03.05. | 7
03.05. | 8
03.05. | 9
03.05. | 10
03.05. | 11
03.05. | 12
03.05. | 13
03.05. | 14
03.05. | 15
03.05. | 16
03.05. | 17
03.05. | 18
03.05. | 19
03.05. | 20
03.05. | 21
03.05. | 22
03.05. | 23
03.05. | 24
04.05. | 1
04.05. | 2
04.05. | 3
04.05. | 4
04.05. | 5
04.05. | 6
04.05. | 7
04.05. | 8
04.05. | 9
04.05. | 10
04.05. | 11
04.05. | 12
04.05. | 13
04.05. | 14
04.05. | 15
04.05. | 16
04.05. | 17
04.05. | 18
04.05. | 19
04.05. | 20
04.05. | 21
04.05. | 22
04.05. | 23
04.05. | 24
05.05. | 1
05.05. | 2
05.05. | 3
05.05. | 4
05.05. | 5
05.05. | 6
05.05. | 7
05.05. | 8
05.05. | 9
05.05. | 10
05.05. | 11
05.05. | 12
05.05. | 13
05.05. | 14
05.05. | 15
05.05. | 16
05.05. | 17
05.05. | 18
05.05. | 19
05.05. | 20
05.05. | 21
05.05. | 22
05.05. | 23
05.05. | 24
06.05. | 1
06.05. | 2
06.05. | 3
06.05. | 4
06.05. | 5
06.05. | 6
06.05. | 7
06.05. | 8
06.05. | 9
06.05. | 10
06.05. | 11
06.05. | 12
06.05. | 13
06.05. | 14
06.05. | 15
06.05. | 16
06.05. | 17
06.05. | 18
06.05. | 19
06.05. | 20
06.05. | 21
06.05. | 22
06.05. | 23
06.05. | 24
07.05. | 1
07.05. | 2
07.05. | 3
07.05. | 4
07.05. | 5
07.05. | 6
07.05. | 7
07.05. | 8
07.05. | 9
07.05. | 10
07.05. | 11
07.05. | 12
07.05. | 13
07.05. | 14
07.05. | 15
07.05. | 16
07.05. | 17
07.05. | 18
07.05. | 19
07.05. | 20
07.05. | 21
07.05. | 22
07.05. | 23
07.05. | 24
08.05. | 1
08.05. | 2
08.05. | 3
08.05. | 4
08.05. | 5
08.05. | 6
08.05. | 7
08.05. | 8
08.05. | 9
08.05. | 10
08.05. | 11
08.05. | 12
08.05. | 13
08.05. | 14
08.05. | 15
08.05. | 16
08.05. | 17
08.05. | 18
08.05. | 19
08.05. | 20
08.05. | 21
08.05. | 22
08.05. | 23
08.05. | 24
09.05. | 1
09.05. | 2
09.05. | 3
09.05. | 4
09.05. | 5
09.05. | 6
09.05. | 7
09.05. | 8
09.05. | 9
09.05. | 10
09.05. | 11
09.05. | 12
09.05. | 13
09.05. | 14
09.05. | 15
09.05. | 16
09.05. | 17
09.05. | 18
09.05. | 19
09.05. | 20
09.05. | 21
09.05. | 22
09.05. | 23
09.05. | 24
10.05. | 1
10.05. | 2
10.05. | 3
10.05. | 4
10.05. | 5
10.05. | 6
10.05. | 7
10.05. | 8
10.05. | 9
10.05. | 10
10.05. | 11
10.05. | 12
10.05. | 13
10.05. | 14
10.05. | 15
10.05. | 16
10.05. | 17
10.05. | 18
10.05. | 19
10.05. | 20
10.05. | 21
10.05. | 22
10.05. | 23
10.05. | 24
11.05. | 1
11.05. | 2
11.05. | 3
11.05. | 4
11.05. | 5
11.05. | 6
11.05. | 7
11.05. | 8
11.05. | 9
11.05. | 10
11.05. | 11
11.05. | 12
11.05. | 13
11.05. | 14
11.05. | 15
11.05. | 16
11.05. | 17
11.05. | 18
11.05. | 19
11.05. | 20
11.05. | 21
11.05. | 22
11.05. | 23
11.05. | 24
12.05. | 1
12.05. | 2
12.05. | 3
12.05. | 4
12.05. | 5
12.05. | 6
12.05. | 7
12.05. | 8
12.05. | 9
12.05. | 10
12.05. | 11
12.05. | 12
12.05. | 13
12.05. | 14
12.05. | 15
12.05. | 16
12.05. | 17
12.05. | 18
12.05. | 19
12.05. | 20
12.05. | 21
12.05. | 22
12.05. | 23
12.05. | 24
13.05. | 1
13.05. | 2
13.05. | 3
13.05. | 4
13.05. | 5
13.05. | 6
13.05. | 7
13.05. | 8
13.05. | 9
13.05. | 10
13.05. | 11
13.05. | 12
13.05. | 13
13.05. | 14
13.05. | 15
13.05. | 16
13.05. | 17
13.05. | 18
13.05. | 19
13.05. | 20
13.05. | 21
13.05. | 22
13.05. | 23
13.05. | 24
14.05. | 1
14.05. | 2
14.05. | 3
14.05. | 4
14.05. | 5
14.05. | 6
14.05. | 7
14.05. | 8
14.05. | 9
14.05. | 10
14.05. | 11
14.05. | 12
14.05. | 13
14.05. | 14
14.05. | 15
14.05. | 16
14.05. | 17
14.05. | 18
14.05. | 19
14.05. | 20
14.05. | 21
14.05. | 22
14.05. | 23
14.05. | 24
15.05. | 1
15.05. | 2
15.05. | 3
15.05. | 4
15.05. | 5
15.05. | 6
15.05. | 7
15.05. | 8
15.05. | 9
15.05. | 10
15.05. | 11
15.05. | 12
15.05. | 13
15.05. | 14
15.05. | 15
15.05. | 16
15.05. | 17
15.05. | 18
15.05. | 19
15.05. | 20
15.05. | 21
15.05. | 22
15.05. | 23
15.05. | 24
16.05. | 1
16.05. | 2
16.05. | 3
16.05. | 4
16.05. | 5
16.05. | 6
16.05. | 7
16.05. | 8
16.05. | 9
16.05. | 10
16.05. | 11
16.05. | 12
16.05. | 13
16.05. | 14
16.05. | 15
16.05. | 16
16.05. | 17
16.05. | 18
16.05. | 19
16.05. | 20
16.05. | 21
16.05. | 22
16.05. | 23
16.05. | 24
17.05. | 1
17.05. | 2
17.05. | 3
17.05. | 4
17.05. | 5
17.05. | 6
17.05. | 7
17.05. | 8
17.05. | 9
17.05. | 10
17.05. | 11
17.05. | 12
17.05. | 13
17.05. | 14
17.05. | 15
17.05. | 16
17.05. | 17
17.05. | 18
17.05. | 19
17.05. | 20
17.05. | 21
17.05. | 22
17.05. | 23
17.05. | 24
18.05. | 1
18.05. | 2
18.05. | 3
18.05. | 4
18.05. | 5
18.05. | 6
18.05. | 7
18.05. | 8
18.05. | 9
18.05. | 10
18.05. | 11
18.05. | 12
18.05. | 13
18.05. | 14
18.05. | 15
18.05. | 16
18.05. | 17
18.05. | 18
18.05. | 19
18.05. | 20
18.05. | 21
18.05. | 22
18.05. | 23
18.05. | 24
19.05. | 1
19.05. | 2
19.05. | 3
19.05. | 4
19.05. | 5
19.05. | 6
19.05. | 7
19.05. | 8
19.05. | 9
19.05. | 10
19.05. | 11
19.05. | 12
19.05. | 13
19.05. | 14
19.05. | 15
19.05. | 16
19.05. | 17
19.05. | 18
19.05. | 19
19.05. | 20
19.05. | 21
19.05. | 22
19.05. | 23
19.05. | 24
20.05. | 1
20.05. | 2
20.05. | 3
20.05. | 4
20.05. | 5
20.05. | 6
20.05. | 7
20.05. | 8
20.05. | 9
20.05. | 10
20.05. | 11
20.05. | 12
20.05. | 13
20.05. | 14
20.05. | 15
20.05. | 16
20.05. | 17
20.05. | 18
20.05. | 19
20.05. | 20
20.05. | 21
20.05. | 22
20.05. | 23
20.05. | 24
21.05. | 1
21.05. | 2
21.05. | 3
21.05. | 4
21.05. | 5
21.05. | 6
21.05. | 7
21.05. | 8
21.05. | 9
21.05. | 10
21.05. | 11
21.05. | 12
21.05. | 13
21.05. | 14
21.05. | 15
21.05. | 16
21.05. | 17
21.05. | 18
21.05. | 19
21.05. | 20
21.05. | 21
21.05. | 22
21.05. | 23
21.05. | 24
22.05. | 1
22.05. | 2
22.05. | 3
22.05. | 4
22.05. | 5
22.05. | 6
22.05. | 7
22.05. | 8
22.05. | 9
22.05. | 10
22.05. | 11
22.05. | 12
22.05. | 13
22.05. | 14
22.05. | 15
22.05. | 16
22.05. | 17
22.05. | 18
22.05. | 19
22.05. | 20
22.05. | 21
22.05. | 22
22.05. | 23
22.05. | 24
23.05. | 1
23.05. | 2
23.05. | 3
23.05. | 4
23.05. | 5
23.05. | 6
23.05. | 7
23.05. | 8
23.05. | 9
23.05. | 10
23.05. | 11
23.05. | 12
23.05. | 13
23.05. | 14
23.05. | 15
23.05. | 16
23.05. | 17
23.05. | 18
23.05. | 19
23.05. | 20
23.05. | 21
23.05. | 22
23.05. | 23
23.05. | 24
24.05. | 1
24.05. | 2
24.05. | 3
24.05. | 4
24.05. | 5
24.05. | 6
24.05. | 7
24.05. | 8
24.05. | 9
24.05. | 10
24.05. | 11
24.05. | 12
24.05. | 13
24.05. | 14
24.05. | 15
24.05. | 16
24.05. | 17
24.05. | 18
24.05. | 19
24.05. | 20
24.05. | 21
24.05. | 22
24.05. | 23
24.05. | 24
25.05. | 1
25.05. | 2
25.05. | 3
25.05. | 4
25.05. | 5
25.05. | 6
25.05. | 7
25.05. | 8
25.05. | 9
25.05. | 10
25.05. | 11
25.05. | 12
25.05. | 13
25.05. | 14
25.05. | 15
25.05. | 16
25.05. | 17
25.05. | 18
25.05. | 19
25.05. | 20
25.05. | 21
25.05. | 22
25.05. | 23
25.05. | 24
26.05. | 1
26.05. | 2
26.05. | 3
26.05. | 4
26.05. | 5
26.05. | 6
26.05. | 7
26.05. | 8
26.05. | 9
26.05. | 10
26.05. | 11
26.05. | 12
26.05. | 13
26.05. | 14
26.05. | 15
26.05. | 16
26.05. | 17
26.05. | 18
26.05. | 19
26.05. | 20
26.05. | 21
26.05. | 22
26.05. | 23
26.05. | 24
27.05. | 1
27.05. | 2
27.05. | 3
27.05. | 4
27.05. | 5
27.05. | 6
27.05. | 7
27.05. | 8
27.05. | 9
27.05. | 10
27.05. | 11
27.05. | 12
27.05. | 13
27.05. | 14
27.05. | 15
27.05. | 16
27.05. | 17
27.05. | 18
27.05. | 19
27.05. | 20
27.05. | 21
27.05. | 22
27.05. | 23
27.05. | 24
28.05. | 1
28.05. | 2
28.05. | 3
28.05. | 4
28.05. | 5
28.05. | 6
28.05. | 7
28.05. | 8
28.05. | 9
28.05. | 10
28.05. | 11
28.05. | 12
28.05. | 13
28.05. | 14
28.05. | 15
28.05. | 16
28.05. | 17
28.05. | 18
28.05. | 19
28.05. | 20
28.05. | 21
28.05. | 22
28.05. | 23
28.05. | 24
29.05. | 1
29.05. | 2
29.05. | 3
29.05. | 4
29.05. | 5
29.05. | 6
29.05. | 7
29.05. | 8
29.05. | 9
29.05. | 10
29.05. | 11
29.05. | 12
29.05. | 13
29.05. | 14
29.05. | 15
29.05. | 16
29.05. | 17
29.05. | 18
29.05. | 19
29.05. | 20
29.05. | 21
29.05. | 22
29.05. | 23
29.05. | 24
30.05. | 1
30.05. | 2
30.05. | 3
30.05. | 4
30.05. | 5
30.05. | 6
30.05. | 7
30.05. | 8
30.05. | 9
30.05. | 10
30.05. | 11
30.05. | 12
30.05. | 13
30.05. | 14
30.05. | 15
30.05. | 16
30.05. | 17
30.05. | 18
30.05. | 19
30.05. | 20
30.05. | 21
30.05. | 22
30.05. | 23
30.05. | 24
31.05. | 1
31.05. | 2
31.05. | 3
31.05. | 4
31.05. | 5
31.05. | 6
31.05. | 7
31.05. | 8
31.05. | 9
31.05. | 10
31.05. | 11
31.05. | 12
31.05. | 13
31.05. | 14
31.05. | 15
31.05. | 16
31.05. | 17
31.05. | 18
31.05. | 19
31.05. | 20
31.05. | 21
31.05. | 22
31.05. | 23
31.05. | 24
01.06. | 1
01.06. | 2
01.06. | 3
01.06. | 4
01.06. | 5
01.06. | 6
01.06. | 7
01.06. | 8
01.06. | 9
01.06. | 10
01.06. | 11
01.06. | 12
01.06. | 13
01.06. | 14
01.06. | 15
01.06. | 16
01.06. | 17
01.06. | 18
01.06. | 19
01.06. | 20
01.06. | 21
01.06. | 22
01.06. | 23
01.06. | 24
02.06. | 1
02.06. | 2
02.06. | 3
02.06. | 4
02.06. | 5
02.06. | 6
02.06. | 7
02.06. | 8
02.06. | 9
02.06. | 10
02.06. | 11
02.06. | 12
02.06. | 13
02.06. | 14
02.06. | 15
02.06. | 16
02.06. | 17
02.06. | 18
02.06. | 19
02.06. | 20
02.06. | 21
02.06. | 22
02.06. | 23
02.06. | 24
03.06. | 1
03.06. | 2
03.06. | 3
03.06. | 4
03.06. | 5
03.06. | 6
03.06. | 7
03.06. | 8
03.06. | 9
03.06. | 10
03.06. | 11
03.06. | 12
03.06. | 13
03.06. | 14
03.06. | 15
03.06. | 16
03.06. | 17
03.06. | 18
03.06. | 19
03.06. | 20
03.06. | 21
03.06. | 22
03.06. | 23
03.06. | 24
04.06. | 1
04.06. | 2
04.06. | 3
04.06. | 4
04.06. | 5
04.06. | 6
04.06. | 7
04.06. | 8
04.06. | 9
04.06. | 10
04.06. | 11
04.06. | 12
04.06. | 13
04.06. | 14
04.06. | 15
04.06. | 16
04.06. | 17
04.06. | 18
04.06. | 19
04.06. | 20
04.06. | 21
04.06. | 22
04.06. | 23
04.06. | 24
05.06. | 1
05.06. | 2
05.06. | 3
05.06. | 4
05.06. | 5
05.06. | 6
05.06. | 7
05.06. | 8
05.06. | 9
05.06. | 10
05.06. | 11
05.06. | 12
05.06. | 13
05.06. | 14
05.06. | 15
05.06. | 16
05.06. | 17
05.06. | 18
05.06. | 19
05.06. | 20
05.06. | 21
05.06. | 22
05.06. | 23
05.06. | 24
06.06. | 1
06.06. | 2
06.06. | 3
06.06. | 4
06.06. | 5
06.06. | 6
06.06. | 7
06.06. | 8
06.06. | 9
06.06. | 10
06.06. | 11
06.06. | 12
06.06. | 13
06.06. | 14
06.06. | 15
06.06. | 16
06.06. | 17
06.06. | 18
06.06. | 19
06.06. | 20
06.06. | 21
06.06. | 22
06.06. | 23
06.06. | 24
07.06. | 1
07.06. | 2
07.06. | 3
07.06. | 4
07.06. | 5
07.06. | 6
07.06. | 7
07.06. | 8
07.06. | 9
07.06. | 10
07.06. | 11
07.06. | 12
07.06. | 13
07.06. | 14
07.06. | 15
07.06. | 16
07.06. | 17
07.06. | 18
07.06. | 19
07.06. | 20
07.06. | 21
07.06. | 22
07.06. | 23
07.06. | 24
08.06. | 1
08.06. | 2
08.06. | 3
08.06. | 4
08.06. | 5
08.06. | 6
08.06. | 7
08.06. | 8
08.06. | 9
08.06. | 10
08.06. | 11
08.06. | 12
08.06. | 13
08.06. | 14
08.06. | 15
08.06. | 16
08.06. | 17
08.06. | 18
08.06. | 19
08.06. | 20
08.06. | 21
08.06. | 22
08.06. | 23
08.06. | 24
09.06. | 1
09.06. | 2
09.06. | 3
09.06. | 4
09.06. | 5
09.06. | 6
09.06. | 7
09.06. | 8
09.06. | 9
09.06. | 10
09.06. | 11
09.06. | 12
09.06. | 13
09.06. | 14
09.06. | 15
09.06. | 16
09.06. | 17
09.06. | 18
09.06. | 19
09.06. | 20
09.06. | 21
09.06. | 22
09.06. | 23
09.06. | 24
10.06. | 1
10.06. | 2
10.06. | 3
10.06. | 4
10.06. | 5
10.06. | 6
10.06. | 7
10.06. | 8
10.06. | 9
10.06. | 10
10.06. | 11
10.06. | 12
10.06. | 13
10.06. | 14
10.06. | 15
10.06. | 16
10.06. | 17
10.06. | 18
10.06. | 19
10.06. | 20
10.06. | 21
10.06. | 22
10.06. | 23
10.06. | 24
11.06. | 1
11.06. | 2
11.06. | 3
11.06. | 4
11.06. | 5
11.06. | 6
11.06. | 7
11.06. | 8
11.06. | 9
11.06. | 10
11.06. | 11
11.06. | 12
11.06. | 13
11.06. | 14
11.06. | 15
11.06. | 16
11.06. | 17
11.06. | 18
11.06. | 19
11.06. | 20
11.06. | 21
11.06. | 22
11.06. | 23
11.06. | 24
12.06. | 1
12.06. | 2
12.06. | 3
12.06. | 4
12.06. | 5
12.06. | 6
12.06. | 7
12.06. | 8
12.06. | 9
12.06. | 10
12.06. | 11
12.06. | 12
12.06. | 13
12.06. | 14
12.06. | 15
12.06. | 16
12.06. | 17
12.06. | 18
12.06. | 19
12.06. | 20
12.06. | 21
12.06. | 22
12.06. | 23
12.06. | 24
13.06. | 1
13.06. | 2
13.06. | 3
13.06. | 4
13.06. | 5
13.06. | 6
13.06. | 7
13.06. | 8
13.06. | 9
13.06. | 10
13.06. | 11
13.06. | 12
13.06. | 13
13.06. | 14
13.06. | 15
13.06. | 16
13.06. | 17
13.06. | 18
13.06. | 19
13.06. | 20
13.06. | 21
13.06. | 22
13.06. | 23
13.06. | 24
14.06. | 1
14.06. | 2
14.06. | 3
14.06. | 4
14.06. | 5
14.06. | 6
14.06. | 7
14.06. | 8
14.06. | 9
14.06. | 10
14.06. | 11
14.06. | 12
14.06. | 13
14.06. | 14
14.06. | 15
14.06. | 16
14.06. | 17
14.06. | 18
14.06. | 19
14.06. | 20
14.06. | 21
14.06. | 22
14.06. | 23
14.06. | 24
15.06. | 1
15.06. | 2
15.06. | 3
15.06. | 4
15.06. | 5
15.06. | 6
15.06. | 7
15.06. | 8
15.06. | 9
15.06. | 10
15.06. | 11
15.06. | 12
15.06. | 13
15.06. | 14
15.06. | 15
15.06. | 16
15.06. | 17
15.06. | 18
15.06. | 19
15.06. | 20
15.06. | 21
15.06. | 22
15.06. | 23
15.06. | 24
16.06. | 1
16.06. | 2
16.06. | 3
16.06. | 4
16.06. | 5
16.06. | 6
16.06. | 7
16.06. | 8
16.06. | 9
16.06. | 10
16.06. | 11
16.06. | 12
16.06. | 13
16.06. | 14
16.06. | 15
16.06. | 16
16.06. | 17
16.06. | 18
16.06. | 19
16.06. | 20
16.06. | 21
16.06. | 22
16.06. | 23
16.06. | 24
17.06. | 1
17.06. | 2
17.06. | 3
17.06. | 4
17.06. | 5
17.06. | 6
17.06. | 7
17.06. | 8
17.06. | 9
17.06. | 10
17.06. | 11
17.06. | 12
17.06. | 13
17.06. | 14
17.06. | 15
17.06. | 16
17.06. | 17
17.06. | 18
17.06. | 19
17.06. | 20
17.06. | 21
17.06. | 22
17.06. | 23
17.06. | 24
18.06. | 1
18.06. | 2
18.06. | 3
18.06. | 4
18.06. | 5
18.06. | 6
18.06. | 7
18.06. | 8
18.06. | 9
18.06. | 10
18.06. | 11
18.06. | 12
18.06. | 13
18.06. | 14
18.06. | 15
18.06. | 16
18.06. | 17
18.06. | 18
18.06. | 19
18.06. | 20
18.06. | 21
18.06. | 22
18.06. | 23
18.06. | 24
19.06. | 1
19.06. | 2
19.06. | 3
19.06. | 4
19.06. | 5
19.06. | 6
19.06. | 7
19.06. | 8
19.06. | 9
19.06. | 10
19.06. | 11
19.06. | 12
19.06. | 13
19.06. | 14
19.06. | 15
19.06. | 16
19.06. | 17
19.06. | 18
19.06. | 19
19.06. | 20
19.06. | 21
19.06. | 22
19.06. | 23
19.06. | 24
20.06. | 1
20.06. | 2
20.06. | 3
20.06. | 4
20.06. | 5
20.06. | 6
20.06. | 7
20.06. | 8
20.06. | 9
20.06. | 10
20.06. | 11
20.06. | 12
20.06. | 13
20.06. | 14
20.06. | 15
20.06. | 16
20.06. | 17
20.06. | 18
20.06. | 19
20.06. | 20
20.06. | 21
20.06. | 22
20.06. | 23
20.06. | 24
21.06. | 1
21.06. | 2
21.06. | 3
21.06. | 4
21.06. | 5
21.06. | 6
21.06. | 7
21.06. | 8
21.06. | 9
21.06. | 10
21.06. | 11
21.06. | 12
21.06. | 13
21.06. | 14
21.06. | 15
21.06. | 16
21.06. | 17
21.06. | 18
21.06. | 19
21.06. | 20
21.06. | 21
21.06. | 22
21.06. | 23
21.06. | 24
22.06. | 1
22.06. | 2
22.06. | 3
22.06. | 4
22.06. | 5
22.06. | 6
22.06. | 7
22.06. | 8
22.06. | 9
22.06. | 10
22.06. | 11
22.06. | 12
22.06. | 13
22.06. | 14
22.06. | 15
22.06. | 16
22.06. | 17
22.06. | 18
22.06. | 19
22.06. | 20
22.06. | 21
22.06. | 22
22.06. | 23
22.06. | 24
23.06. | 1
23.06. | 2
23.06. | 3
23.06. | 4
23.06. | 5
23.06. | 6
23.06. | 7
23.06. | 8
23.06. | 9
23.06. | 10
23.06. | 11
23.06. | 12
23.06. | 13
23.06. | 14
23.06. | 15
23.06. | 16
23.06. | 17
23.06. | 18
23.06. | 19
23.06. | 20
23.06. | 21
23.06. | 22
23.06. | 23
23.06. | 24
24.06. | 1
24.06. | 2
24.06. | 3
24.06. | 4
24.06. | 5
24.06. | 6
24.06. | 7
24.06. | 8
24.06. | 9
24.06. | 10
24.06. | 11
24.06. | 12
24.06. | 13
24.06. | 14
24.06. | 15
24.06. | 16
24.06. | 17
24.06. | 18
24.06. | 19
24.06. | 20
24.06. | 21
24.06. | 22
24.06. | 23
24.06. | 24
25.06. | 1
25.06. | 2
25.06. | 3
25.06. | 4
25.06. | 5
25.06. | 6
25.06. | 7
25.06. | 8
25.06. | 9
25.06. | 10
25.06. | 11
25.06. | 12
25.06. | 13
25.06. | 14
25.06. | 15
25.06. | 16
25.06. | 17
25.06. | 18
25.06. | 19
25.06. | 20
25.06. | 21
25.06. | 22
25.06. | 23
25.06. | 24
26.06. | 1
26.06. | 2
26.06. | 3
26.06. | 4
26.06. | 5
26.06. | 6
26.06. | 7
26.06. | 8
26.06. | 9
26.06. | 10
26.06. | 11
26.06. | 12
26.06. | 13
26.06. | 14
26.06. | 15
26.06. | 16
26.06. | 17
26.06. | 18
26.06. | 19
26.06. | 20
26.06. | 21
26.06. | 22
26.06. | 23
26.06. | 24
27.06. | 1
27.06. | 2
27.06. | 3
27.06. | 4
27.06. | 5
27.06. | 6
27.06. | 7
27.06. | 8
27.06. | 9
27.06. | 10
27.06. | 11
27.06. | 12
27.06. | 13
27.06. | 14
27.06. | 15
27.06. | 16
27.06. | 17
27.06. | 18
27.06. | 19
27.06. | 20
27.06. | 21
27.06. | 22
27.06. | 23
27.06. | 24
28.06. | 1
28.06. | 2
28.06. | 3
28.06. | 4
28.06. | 5
28.06. | 6
28.06. | 7
28.06. | 8
28.06. | 9
28.06. | 10
28.06. | 11
28.06. | 12
28.06. | 13
28.06. | 14
28.06. | 15
28.06. | 16
28.06. | 17
28.06. | 18
28.06. | 19
28.06. | 20
28.06. | 21
28.06. | 22
28.06. | 23
28.06. | 24
29.06. | 1
29.06. | 2
29.06. | 3
29.06. | 4
29.06. | 5
29.06. | 6
29.06. | 7
29.06. | 8
29.06. | 9
29.06. | 10
29.06. | 11
29.06. | 12
29.06. | 13
29.06. | 14
29.06. | 15
29.06. | 16
29.06. | 17
29.06. | 18
29.06. | 19
29.06. | 20
29.06. | 21
29.06. | 22
29.06. | 23
29.06. | 24
30.06. | 1
30.06. | 2
30.06. | 3
30.06. | 4
30.06. | 5
30.06. | 6
30.06. | 7
30.06. | 8
30.06. | 9
30.06. | 10
30.06. | 11
30.06. | 12
30.06. | 13
30.06. | 14
30.06. | 15
30.06. | 16
30.06. | 17
30.06. | 18
30.06. | 19
30.06. | 20
30.06. | 21
30.06. | 22
30.06. | 23
30.06. | 24
01.07. | 1
01.07. | 2
01.07. | 3
01.07. | 4
01.07. | 5
01.07. | 6
01.07. | 7
01.07. | 8
01.07. | 9
01.07. | 10
01.07. | 11
01.07. | 12
01.07. | 13
01.07. | 14
01.07. | 15
01.07. | 16
01.07. | 17
01.07. | 18
01.07. | 19
01.07. | 20
01.07. | 21
01.07. | 22
01.07. | 23
01.07. | 24
02.07. | 1
02.07. | 2
02.07. | 3
02.07. | 4
02.07. | 5
02.07. | 6
02.07. | 7
02.07. | 8
02.07. | 9
02.07. | 10
02.07. | 11
02.07. | 12
02.07. | 13
02.07. | 14
02.07. | 15
02.07. | 16
02.07. | 17
02.07. | 18
02.07. | 19
02.07. | 20
02.07. | 21
02.07. | 22
02.07. | 23
02.07. | 24
03.07. | 1
03.07. | 2
03.07. | 3
03.07. | 4
03.07. | 5
03.07. | 6
03.07. | 7
03.07. | 8
03.07. | 9
03.07. | 10
03.07. | 11
03.07. | 12
03.07. | 13
03.07. | 14
03.07. | 15
03.07. | 16
03.07. | 17
03.07. | 18
03.07. | 19
03.07. | 20
03.07. | 21
03.07. | 22
03.07. | 23
03.07. | 24
04.07. | 1
04.07. | 2
04.07. | 3
04.07. | 4
04.07. | 5
04.07. | 6
04.07. | 7
04.07. | 8
04.07. | 9
04.07. | 10
04.07. | 11
04.07. | 12
04.07. | 13
04.07. | 14
04.07. | 15
04.07. | 16
04.07. | 17
04.07. | 18
04.07. | 19
04.07. | 20
04.07. | 21
04.07. | 22
04.07. | 23
04.07. | 24
05.07. | 1
05.07. | 2
05.07. | 3
05.07. | 4
05.07. | 5
05.07. | 6
05.07. | 7
05.07. | 8
05.07. | 9
05.07. | 10
05.07. | 11
05.07. | 12
05.07. | 13
05.07. | 14
05.07. | 15
05.07. | 16
05.07. | 17
05.07. | 18
05.07. | 19
05.07. | 20
05.07. | 21
05.07. | 22
05.07. | 23
05.07. | 24
06.07. | 1
06.07. | 2
06.07. | 3
06.07. | 4
06.07. | 5
06.07. | 6
06.07. | 7
06.07. | 8
06.07. | 9
06.07. | 10
06.07. | 11
06.07. | 12
06.07. | 13
06.07. | 14
06.07. | 15
06.07. | 16
06.07. | 17
06.07. | 18
06.07. | 19
06.07. | 20
06.07. | 21
06.07. | 22
06.07. | 23
06.07. | 24
07.07. | 1
07.07. | 2
07.07. | 3
07.07. | 4
07.07. | 5
07.07. | 6
07.07. | 7
07.07. | 8
07.07. | 9
07.07. | 10
07.07. | 11
07.07. | 12
07.07. | 13
07.07. | 14
07.07. | 15
07.07. | 16
07.07. | 17
07.07. | 18
07.07. | 19
07.07. | 20
07.07. | 21
07.07. | 22
07.07. | 23
07.07. | 24
08.07. | 1
08.07. | 2
08.07. | 3
08.07. | 4
08.07. | 5
08.07. | 6
08.07. | 7
08.07. | 8
08.07. | 9
08.07. | 10
08.07. | 11
08.07. | 12
08.07. | 13
08.07. | 14
08.07. | 15
08.07. | 16
08.07. | 17
08.07. | 18
08.07. | 19
08.07. | 20
08.07. | 21
08.07. | 22
08.07. | 23
08.07. | 24
09.07. | 1
09.07. | 2
09.07. | 3
09.07. | 4
09.07. | 5
09.07. | 6
09.07. | 7
09.07. | 8
09.07. | 9
09.07. | 10
09.07. | 11
09.07. | 12
09.07. | 13
09.07. | 14
09.07. | 15
09.07. | 16
09.07. | 17
09.07. | 18
09.07. | 19
09.07. | 20
09.07. | 21
09.07. | 22
09.07. | 23
09.07. | 24
10.07. | 1
10.07. | 2
10.07. | 3
10.07. | 4
10.07. | 5
10.07. | 6
10.07. | 7
10.07. | 8
10.07. | 9
10.07. | 10
10.07. | 11
10.07. | 12
10.07. | 13
10.07. | 14
10.07. | 15
10.07. | 16
10.07. | 17
10.07. | 18
10.07. | 19
10.07. | 20
10.07. | 21
10.07. | 22
10.07. | 23
10.07. | 24
11.07. | 1
11.07. | 2
11.07. | 3
11.07. | 4
11.07. | 5
11.07. | 6
11.07. | 7
11.07. | 8
11.07. | 9
11.07. | 10
11.07. | 11
11.07. | 12
11.07. | 13
11.07. | 14
11.07. | 15
11.07. | 16
11.07. | 17
11.07. | 18
11.07. | 19
11.07. | 20
11.07. | 21
11.07. | 22
11.07. | 23
11.07. | 24
12.07. | 1
12.07. | 2
12.07. | 3
12.07. | 4
12.07. | 5
12.07. | 6
12.07. | 7
12.07. | 8
12.07. | 9
12.07. | 10
12.07. | 11
12.07. | 12
12.07. | 13
12.07. | 14
12.07. | 15
12.07. | 16
12.07. | 17
12.07. | 18
12.07. | 19
12.07. | 20
12.07. | 21
12.07. | 22
12.07. | 23
12.07. | 24
13.07. | 1
13.07. | 2
13.07. | 3
13.07. | 4
13.07. | 5
13.07. | 6
13.07. | 7
13.07. | 8
13.07. | 9
13.07. | 10
13.07. | 11
13.07. | 12
13.07. | 13
13.07. | 14
13.07. | 15
13.07. | 16
13.07. | 17
13.07. | 18
13.07. | 19
13.07. | 20
13.07. | 21
13.07. | 22
13.07. | 23
13.07. | 24
14.07. | 1
14.07. | 2
14.07. | 3
14.07. | 4
14.07. | 5
14.07. | 6
14.07. | 7
14.07. | 8
14.07. | 9
14.07. | 10
14.07. | 11
14.07. | 12
14.07. | 13
14.07. | 14
14.07. | 15
14.07. | 16
14.07. | 17
14.07. | 18
14.07. | 19
14.07. | 20
14.07. | 21
14.07. | 22
14.07. | 23
14.07. | 24
15.07. | 1
15.07. | 2
15.07. | 3
15.07. | 4
15.07. | 5
15.07. | 6
15.07. | 7
15.07. | 8
15.07. | 9
15.07. | 10
15.07. | 11
15.07. | 12
15.07. | 13
15.07. | 14
15.07. | 15
15.07. | 16
15.07. | 17
15.07. | 18
15.07. | 19
15.07. | 20
15.07. | 21
15.07. | 22
15.07. | 23
15.07. | 24
16.07. | 1
16.07. | 2
16.07. | 3
16.07. | 4
16.07. | 5
16.07. | 6
16.07. | 7
16.07. | 8
16.07. | 9
16.07. | 10
16.07. | 11
16.07. | 12
16.07. | 13
16.07. | 14
16.07. | 15
16.07. | 16
16.07. | 17
16.07. | 18
16.07. | 19
16.07. | 20
16.07. | 21
16.07. | 22
16.07. | 23
16.07. | 24
17.07. | 1
17.07. | 2
17.07. | 3
17.07. | 4
17.07. | 5
17.07. | 6
17.07. | 7
17.07. | 8
17.07. | 9
17.07. | 10
17.07. | 11
17.07. | 12
17.07. | 13
17.07. | 14
17.07. | 15
17.07. | 16
17.07. | 17
17.07. | 18
17.07. | 19
17.07. | 20
17.07. | 21
17.07. | 22
17.07. | 23
17.07. | 24
18.07. | 1
18.07. | 2
18.07. | 3
18.07. | 4
18.07. | 5
18.07. | 6
18.07. | 7
18.07. | 8
18.07. | 9
18.07. | 10
18.07. | 11
18.07. | 12
18.07. | 13
18.07. | 14
18.07. | 15
18.07. | 16
18.07. | 17
18.07. | 18
18.07. | 19
18.07. | 20
18.07. | 21
18.07. | 22
18.07. | 23
18.07. | 24
19.07. | 1
19.07. | 2
19.07. | 3
19.07. | 4
19.07. | 5
19.07. | 6
19.07. | 7
19.07. | 8
19.07. | 9
19.07. | 10
19.07. | 11
19.07. | 12
19.07. | 13
19.07. | 14
19.07. | 15
19.07. | 16
19.07. | 17
19.07. | 18
19.07. | 19
19.07. | 20
19.07. | 21
19.07. | 22
19.07. | 23
19.07. | 24
20.07. | 1
20.07. | 2
20.07. | 3
20.07. | 4
20.07. | 5
20.07. | 6
20.07. | 7
20.07. | 8
20.07. | 9
20.07. | 10
20.07. | 11
20.07. | 12
20.07. | 13
20.07. | 14
20.07. | 15
20.07. | 16
20.07. | 17
20.07. | 18
20.07. | 19
20.07. | 20
20.07. | 21
20.07. | 22
20.07. | 23
20.07. | 24
21.07. | 1
21.07. | 2
21.07. | 3
21.07. | 4
21.07. | 5
21.07. | 6
21.07. | 7
21.07. | 8
21.07. | 9
21.07. | 10
21.07. | 11
21.07. | 12
21.07. | 13
21.07. | 14
21.07. | 15
21.07. | 16
21.07. | 17
21.07. | 18
21.07. | 19
21.07. | 20
21.07. | 21
21.07. | 22
21.07. | 23
21.07. | 24
22.07. | 1
22.07. | 2
22.07. | 3
22.07. | 4
22.07. | 5
22.07. | 6
22.07. | 7
22.07. | 8
22.07. | 9
22.07. | 10
22.07. | 11
22.07. | 12
22.07. | 13
22.07. | 14
22.07. | 15
22.07. | 16
22.07. | 17
22.07. | 18
22.07. | 19
22.07. | 20
22.07. | 21
22.07. | 22
22.07. | 23
22.07. | 24
23.07. | 1
23.07. | 2
23.07. | 3
23.07. | 4
23.07. | 5
23.07. | 6
23.07. | 7
23.07. | 8
23.07. | 9
23.07. | 10
23.07. | 11
23.07. | 12
23.07. | 13
23.07. | 14
23.07. | 15
23.07. | 16
23.07. | 17
23.07. | 18
23.07. | 19
23.07. | 20
23.07. | 21
23.07. | 22
23.07. | 23
23.07. | 24
24.07. | 1
24.07. | 2
24.07. | 3
24.07. | 4
24.07. | 5
24.07. | 6
24.07. | 7
24.07. | 8
24.07. | 9
24.07. | 10
24.07. | 11
24.07. | 12
24.07. | 13
24.07. | 14
24.07. | 15
24.07. | 16
24.07. | 17
24.07. | 18
24.07. | 19
24.07. | 20
24.07. | 21
24.07. | 22
24.07. | 23
24.07. | 24
25.07. | 1
25.07. | 2
25.07. | 3
25.07. | 4
25.07. | 5
25.07. | 6
25.07. | 7
25.07. | 8
25.07. | 9
25.07. | 10
25.07. | 11
25.07. | 12
25.07. | 13
25.07. | 14
25.07. | 15
25.07. | 16
25.07. | 17
25.07. | 18
25.07. | 19
25.07. | 20
25.07. | 21
25.07. | 22
25.07. | 23
25.07. | 24
26.07. | 1
26.07. | 2
26.07. | 3
26.07. | 4
26.07. | 5
26.07. | 6
26.07. | 7
26.07. | 8
26.07. | 9
26.07. | 10
26.07. | 11
26.07. | 12
26.07. | 13
26.07. | 14
26.07. | 15
26.07. | 16
26.07. | 17
26.07. | 18
26.07. | 19
26.07. | 20
26.07. | 21
26.07. | 22
26.07. | 23
26.07. | 24
27.07. | 1
27.07. | 2
27.07. | 3
27.07. | 4
27.07. | 5
27.07. | 6
27.07. | 7
27.07. | 8
27.07. | 9
27.07. | 10
27.07. | 11
27.07. | 12
27.07. | 13
27.07. | 14
27.07. | 15
27.07. | 16
27.07. | 17
27.07. | 18
27.07. | 19
27.07. | 20
27.07. | 21
27.07. | 22
27.07. | 23
27.07. | 24
28.07. | 1
28.07. | 2
28.07. | 3
28.07. | 4
28.07. | 5
28.07. | 6
28.07. | 7
28.07. | 8
28.07. | 9
28.07. | 10
28.07. | 11
28.07. | 12
28.07. | 13
28.07. | 14
28.07. | 15
28.07. | 16
28.07. | 17
28.07. | 18
28.07. | 19
28.07. | 20
28.07. | 21
28.07. | 22
28.07. | 23
28.07. | 24
29.07. | 1
29.07. | 2
29.07. | 3
29.07. | 4
29.07. | 5
29.07. | 6
29.07. | 7
29.07. | 8
29.07. | 9
29.07. | 10
29.07. | 11
29.07. | 12
29.07. | 13
29.07. | 14
29.07. | 15
29.07. | 16
29.07. | 17
29.07. | 18
29.07. | 19
29.07. | 20
29.07. | 21
29.07. | 22
29.07. | 23
29.07. | 24
30.07. | 1
30.07. | 2
30.07. | 3
30.07. | 4
30.07. | 5
30.07. | 6
30.07. | 7
30.07. | 8
30.07. | 9
30.07. | 10
30.07. | 11
30.07. | 12
30.07. | 13
30.07. | 14
30.07. | 15
30.07. | 16
30.07. | 17
30.07. | 18
30.07. | 19
30.07. | 20
30.07. | 21
30.07. | 22
30.07. | 23
30.07. | 24
31.07. | 1
31.07. | 2
31.07. | 3
31.07. | 4
31.07. | 5
31.07. | 6
31.07. | 7
31.07. | 8
31.07. | 9
31.07. | 10
31.07. | 11
31.07. | 12
31.07. | 13
31.07. | 14
31.07. | 15
31.07. | 16
31.07. | 17
31.07. | 18
31.07. | 19
31.07. | 20
31.07. | 21
31.07. | 22
31.07. | 23
31.07. | 24
01.08. | 1
01.08. | 2
01.08. | 3
01.08. | 4
01.08. | 5
01.08. | 6
01.08. | 7
01.08. | 8
01.08. | 9
01.08. | 10
01.08. | 11
01.08. | 12
01.08. | 13
01.08. | 14
01.08. | 15
01.08. | 16
01.08. | 17
01.08. | 18
01.08. | 19
01.08. | 20
01.08. | 21
01.08. | 22
01.08. | 23
01.08. | 24
02.08. | 1
02.08. | 2
02.08. | 3
02.08. | 4
02.08. | 5
02.08. | 6
02.08. | 7
02.08. | 8
02.08. | 9
02.08. | 10
02.08. | 11
02.08. | 12
02.08. | 13
02.08. | 14
02.08. | 15
02.08. | 16
02.08. | 17
02.08. | 18
02.08. | 19
02.08. | 20
02.08. | 21
02.08. | 22
02.08. | 23
02.08. | 24
03.08. | 1
03.08. | 2
03.08. | 3
03.08. | 4
03.08. | 5
03.08. | 6
03.08. | 7
03.08. | 8
03.08. | 9
03.08. | 10
03.08. | 11
03.08. | 12
03.08. | 13
03.08. | 14
03.08. | 15
03.08. | 16
03.08. | 17
03.08. | 18
03.08. | 19
03.08. | 20
03.08. | 21
03.08. | 22
03.08. | 23
03.08. | 24
04.08. | 1
04.08. | 2
04.08. | 3
04.08. | 4
04.08. | 5
04.08. | 6
04.08. | 7
04.08. | 8
04.08. | 9
04.08. | 10
04.08. | 11
04.08. | 12
04.08. | 13
04.08. | 14
04.08. | 15
04.08. | 16
04.08. | 17
04.08. | 18
04.08. | 19
04.08. | 20
04.08. | 21
04.08. | 22
04.08. | 23
04.08. | 24
05.08. | 1
05.08. | 2
05.08. | 3
05.08. | 4
05.08. | 5
05.08. | 6
05.08. | 7
05.08. | 8
05.08. | 9
05.08. | 10
05.08. | 11
05.08. | 12
05.08. | 13
05.08. | 14
05.08. | 15
05.08. | 16
05.08. | 17
05.08. | 18
05.08. | 19
05.08. | 20
05.08. | 21
05.08. | 22
05.08. | 23
05.08. | 24
06.08. | 1
06.08. | 2
06.08. | 3
06.08. | 4
06.08. | 5
06.08. | 6
06.08. | 7
06.08. | 8
06.08. | 9
06.08. | 10
06.08. | 11
06.08. | 12
06.08. | 13
06.08. | 14
06.08. | 15
06.08. | 16
06.08. | 17
06.08. | 18
06.08. | 19
06.08. | 20
06.08. | 21
06.08. | 22
06.08. | 23
06.08. | 24
07.08. | 1
07.08. | 2
07.08. | 3
07.08. | 4
07.08. | 5
07.08. | 6
07.08. | 7
07.08. | 8
07.08. | 9
07.08. | 10
07.08. | 11
07.08. | 12
07.08. | 13
07.08. | 14
07.08. | 15
07.08. | 16
07.08. | 17
07.08. | 18
07.08. | 19
07.08. | 20
07.08. | 21
07.08. | 22
07.08. | 23
07.08. | 24
08.08. | 1
08.08. | 2
08.08. | 3
08.08. | 4
08.08. | 5
08.08. | 6
08.08. | 7
08.08. | 8
08.08. | 9
08.08. | 10
08.08. | 11
08.08. | 12
08.08. | 13
08.08. | 14
08.08. | 15
08.08. | 16
08.08. | 17
08.08. | 18
08.08. | 19
08.08. | 20
08.08. | 21
08.08. | 22
08.08. | 23
08.08. | 24
09.08. | 1
09.08. | 2
09.08. | 3
09.08. | 4
09.08. | 5
09.08. | 6
09.08. | 7
09.08. | 8
09.08. | 9
09.08. | 10
09.08. | 11
09.08. | 12
09.08. | 13
09.08. | 14
09.08. | 15
09.08. | 16
09.08. | 17
09.08. | 18
09.08. | 19
09.08. | 20
09.08. | 21
09.08. | 22
09.08. | 23
09.08. | 24
10.08. | 1
10.08. | 2
10.08. | 3
10.08. | 4
10.08. | 5
10.08. | 6
10.08. | 7
10.08. | 8
10.08. | 9
10.08. | 10
10.08. | 11
10.08. | 12
10.08. | 13
10.08. | 14
10.08. | 15
10.08. | 16
10.08. | 17
10.08. | 18
10.08. | 19
10.08. | 20
10.08. | 21
10.08. | 22
10.08. | 23
10.08. | 24
11.08. | 1
11.08. | 2
11.08. | 3
11.08. | 4
11.08. | 5
11.08. | 6
11.08. | 7
11.08. | 8
11.08. | 9
11.08. | 10
11.08. | 11
11.08. | 12
11.08. | 13
11.08. | 14
11.08. | 15
11.08. | 16
11.08. | 17
11.08. | 18
11.08. | 19
11.08. | 20
11.08. | 21
11.08. | 22
11.08. | 23
11.08. | 24
12.08. | 1
12.08. | 2
12.08. | 3
12.08. | 4
12.08. | 5
12.08. | 6
12.08. | 7
12.08. | 8
12.08. | 9
12.08. | 10
12.08. | 11
12.08. | 12
12.08. | 13
12.08. | 14
12.08. | 15
12.08. | 16
12.08. | 17
12.08. | 18
12.08. | 19
12.08. | 20
12.08. | 21
12.08. | 22
12.08. | 23
12.08. | 24
13.08. | 1
13.08. | 2
13.08. | 3
13.08. | 4
13.08. | 5
13.08. | 6
13.08. | 7
13.08. | 8
13.08. | 9
13.08. | 10
13.08. | 11
13.08. | 12
13.08. | 13
13.08. | 14
13.08. | 15
13.08. | 16
13.08. | 17
13.08. | 18
13.08. | 19
13.08. | 20
13.08. | 21
13.08. | 22
13.08. | 23
13.08. | 24
14.08. | 1
14.08. | 2
14.08. | 3
14.08. | 4
14.08. | 5
14.08. | 6
14.08. | 7
14.08. | 8
14.08. | 9
14.08. | 10
14.08. | 11
14.08. | 12
14.08. | 13
14.08. | 14
14.08. | 15
14.08. | 16
14.08. | 17
14.08. | 18
14.08. | 19
14.08. | 20
14.08. | 21
14.08. | 22
14.08. | 23
14.08. | 24
15.08. | 1
15.08. | 2
15.08. | 3
15.08. | 4
15.08. | 5
15.08. | 6
15.08. | 7
15.08. | 8
15.08. | 9
15.08. | 10
15.08. | 11
15.08. | 12
15.08. | 13
15.08. | 14
15.08. | 15
15.08. | 16
15.08. | 17
15.08. | 18
15.08. | 19
15.08. | 20
15.08. | 21
15.08. | 22
15.08. | 23
15.08. | 24
16.08. | 1
16.08. | 2
16.08. | 3
16.08. | 4
16.08. | 5
16.08. | 6
16.08. | 7
16.08. | 8
16.08. | 9
16.08. | 10
16.08. | 11
16.08. | 12
16.08. | 13
16.08. | 14
16.08. | 15
16.08. | 16
16.08. | 17
16.08. | 18
16.08. | 19
16.08. | 20
16.08. | 21
16.08. | 22
16.08. | 23
16.08. | 24
17.08. | 1
17.08. | 2
17.08. | 3
17.08. | 4
17.08. | 5
17.08. | 6
17.08. | 7
17.08. | 8
17.08. | 9
17.08. | 10
17.08. | 11
17.08. | 12
17.08. | 13
17.08. | 14
17.08. | 15
17.08. | 16
17.08. | 17
17.08. | 18
17.08. | 19
17.08. | 20
17.08. | 21
17.08. | 22
17.08. | 23
17.08. | 24
18.08. | 1
18.08. | 2
18.08. | 3
18.08. | 4
18.08. | 5
18.08. | 6
18.08. | 7
18.08. | 8
18.08. | 9
18.08. | 10
18.08. | 11
18.08. | 12
18.08. | 13
18.08. | 14
18.08. | 15
18.08. | 16
18.08. | 17
18.08. | 18
18.08. | 19
18.08. | 20
18.08. | 21
18.08. | 22
18.08. | 23
18.08. | 24
19.08. | 1
19.08. | 2
19.08. | 3
19.08. | 4
19.08. | 5
19.08. | 6
19.08. | 7
19.08. | 8
19.08. | 9
19.08. | 10
19.08. | 11
19.08. | 12
19.08. | 13
19.08. | 14
19.08. | 15
19.08. | 16
19.08. | 17
19.08. | 18
19.08. | 19
19.08. | 20
19.08. | 21
19.08. | 22
19.08. | 23
19.08. | 24
20.08. | 1
20.08. | 2
20.08. | 3
20.08. | 4
20.08. | 5
20.08. | 6
20.08. | 7
20.08. | 8
20.08. | 9
20.08. | 10
20.08. | 11
20.08. | 12
20.08. | 13
20.08. | 14
20.08. | 15
20.08. | 16
20.08. | 17
20.08. | 18
20.08. | 19
20.08. | 20
20.08. | 21
20.08. | 22
20.08. | 23
20.08. | 24
21.08. | 1
21.08. | 2
21.08. | 3
21.08. | 4
21.08. | 5
21.08. | 6
21.08. | 7
21.08. | 8
21.08. | 9
21.08. | 10
21.08. | 11
21.08. | 12
21.08. | 13
21.08. | 14
21.08. | 15
21.08. | 16
21.08. | 17
21.08. | 18
21.08. | 19
21.08. | 20
21.08. | 21
21.08. | 22
21.08. | 23
21.08. | 24
22.08. | 1
22.08. | 2
22.08. | 3
22.08. | 4
22.08. | 5
22.08. | 6
22.08. | 7
22.08. | 8
22.08. | 9
22.08. | 10
22.08. | 11
22.08. | 12
22.08. | 13
22.08. | 14
22.08. | 15
22.08. | 16
22.08. | 17
22.08. | 18
22.08. | 19
22.08. | 20
22.08. | 21
22.08. | 22
22.08. | 23
22.08. | 24
23.08. | 1
23.08. | 2
23.08. | 3
23.08. | 4
23.08. | 5
23.08. | 6
23.08. | 7
23.08. | 8
23.08. | 9
23.08. | 10
23.08. | 11
23.08. | 12
23.08. | 13
23.08. | 14
23.08. | 15
23.08. | 16
23.08. | 17
23.08. | 18
23.08. | 19
23.08. | 20
23.08. | 21
23.08. | 22
23.08. | 23
23.08. | 24
24.08. | 1
24.08. | 2
24.08. | 3
24.08. | 4
24.08. | 5
24.08. | 6
24.08. | 7
24.08. | 8
24.08. | 9
24.08. | 10
24.08. | 11
24.08. | 12
24.08. | 13
24.08. | 14
24.08. | 15
24.08. | 16
24.08. | 17
24.08. | 18
24.08. | 19
24.08. | 20
24.08. | 21
24.08. | 22
24.08. | 23
24.08. | 24
25.08. | 1
25.08. | 2
25.08. | 3
25.08. | 4
25.08. | 5
25.08. | 6
25.08. | 7
25.08. | 8
25.08. | 9
25.08. | 10
25.08. | 11
25.08. | 12
25.08. | 13
25.08. | 14
25.08. | 15
25.08. | 16
25.08. | 17
25.08. | 18
25.08. | 19
25.08. | 20
25.08. | 21
25.08. | 22
25.08. | 23
25.08. | 24
26.08. | 1
26.08. | 2
26.08. | 3
26.08. | 4
26.08. | 5
26.08. | 6
26.08. | 7
26.08. | 8
26.08. | 9
26.08. | 10
26.08. | 11
26.08. | 12
26.08. | 13
26.08. | 14
26.08. | 15
26.08. | 16
26.08. | 17
26.08. | 18
26.08. | 19
26.08. | 20
26.08. | 21
26.08. | 22
26.08. | 23
26.08. | 24
27.08. | 1
27.08. | 2
27.08. | 3
27.08. | 4
27.08. | 5
27.08. | 6
27.08. | 7
27.08. | 8
27.08. | 9
27.08. | 10
27.08. | 11
27.08. | 12
27.08. | 13
27.08. | 14
27.08. | 15
27.08. | 16
27.08. | 17
27.08. | 18
27.08. | 19
27.08. | 20
27.08. | 21
27.08. | 22
27.08. | 23
27.08. | 24
28.08. | 1
28.08. | 2
28.08. | 3
28.08. | 4
28.08. | 5
28.08. | 6
28.08. | 7
28.08. | 8
28.08. | 9
28.08. | 10
28.08. | 11
28.08. | 12
28.08. | 13
28.08. | 14
28.08. | 15
28.08. | 16
28.08. | 17
28.08. | 18
28.08. | 19
28.08. | 20
28.08. | 21
28.08. | 22
28.08. | 23
28.08. | 24
29.08. | 1
29.08. | 2
29.08. | 3
29.08. | 4
29.08. | 5
29.08. | 6
29.08. | 7
29.08. | 8
29.08. | 9
29.08. | 10
29.08. | 11
29.08. | 12
29.08. | 13
29.08. | 14
29.08. | 15
29.08. | 16
29.08. | 17
29.08. | 18
29.08. | 19
29.08. | 20
29.08. | 21
29.08. | 22
29.08. | 23
29.08. | 24
30.08. | 1
30.08. | 2
30.08. | 3
30.08. | 4
30.08. | 5
30.08. | 6
30.08. | 7
30.08. | 8
30.08. | 9
30.08. | 10
30.08. | 11
30.08. | 12
30.08. | 13
30.08. | 14
30.08. | 15
30.08. | 16
30.08. | 17
30.08. | 18
30.08. | 19
30.08. | 20
30.08. | 21
30.08. | 22
30.08. | 23
30.08. | 24
31.08. | 1
31.08. | 2
31.08. | 3
31.08. | 4
31.08. | 5
31.08. | 6
31.08. | 7
31.08. | 8
31.08. | 9
31.08. | 10
31.08. | 11
31.08. | 12
31.08. | 13
31.08. | 14
31.08. | 15
31.08. | 16
31.08. | 17
31.08. | 18
31.08. | 19
31.08. | 20
31.08. | 21
31.08. | 22
31.08. | 23
31.08. | 24
01.09. | 1
01.09. | 2
01.09. | 3
01.09. | 4
01.09. | 5
01.09. | 6
01.09. | 7
01.09. | 8
01.09. | 9
01.09. | 10
01.09. | 11
01.09. | 12
01.09. | 13
01.09. | 14
01.09. | 15
01.09. | 16
01.09. | 17
01.09. | 18
01.09. | 19
01.09. | 20
01.09. | 21
01.09. | 22
01.09. | 23
01.09. | 24
02.09. | 1
02.09. | 2
02.09. | 3
02.09. | 4
02.09. | 5
02.09. | 6
02.09. | 7
02.09. | 8
02.09. | 9
02.09. | 10
02.09. | 11
02.09. | 12
02.09. | 13
02.09. | 14
02.09. | 15
02.09. | 16
02.09. | 17
02.09. | 18
02.09. | 19
02.09. | 20
02.09. | 21
02.09. | 22
02.09. | 23
02.09. | 24
03.09. | 1
03.09. | 2
03.09. | 3
03.09. | 4
03.09. | 5
03.09. | 6
03.09. | 7
03.09. | 8
03.09. | 9
03.09. | 10
03.09. | 11
03.09. | 12
03.09. | 13
03.09. | 14
03.09. | 15
03.09. | 16
03.09. | 17
03.09. | 18
03.09. | 19
03.09. | 20
03.09. | 21
03.09. | 22
03.09. | 23
03.09. | 24
04.09. | 1
04.09. | 2
04.09. | 3
04.09. | 4
04.09. | 5
04.09. | 6
04.09. | 7
04.09. | 8
04.09. | 9
04.09. | 10
04.09. | 11
04.09. | 12
04.09. | 13
04.09. | 14
04.09. | 15
04.09. | 16
04.09. | 17
04.09. | 18
04.09. | 19
04.09. | 20
04.09. | 21
04.09. | 22
04.09. | 23
04.09. | 24
05.09. | 1
05.09. | 2
05.09. | 3
05.09. | 4
05.09. | 5
05.09. | 6
05.09. | 7
05.09. | 8
05.09. | 9
05.09. | 10
05.09. | 11
05.09. | 12
05.09. | 13
05.09. | 14
05.09. | 15
05.09. | 16
05.09. | 17
05.09. | 18
05.09. | 19
05.09. | 20
05.09. | 21
05.09. | 22
05.09. | 23
05.09. | 24
06.09. | 1
06.09. | 2
06.09. | 3
06.09. | 4
06.09. | 5
06.09. | 6
06.09. | 7
06.09. | 8
06.09. | 9
06.09. | 10
06.09. | 11
06.09. | 12
06.09. | 13
06.09. | 14
06.09. | 15
06.09. | 16
06.09. | 17
06.09. | 18
06.09. | 19
06.09. | 20
06.09. | 21
06.09. | 22
06.09. | 23
06.09. | 24
07.09. | 1
07.09. | 2
07.09. | 3
07.09. | 4
07.09. | 5
07.09. | 6
07.09. | 7
07.09. | 8
07.09. | 9
07.09. | 10
07.09. | 11
07.09. | 12
07.09. | 13
07.09. | 14
07.09. | 15
07.09. | 16
07.09. | 17
07.09. | 18
07.09. | 19
07.09. | 20
07.09. | 21
07.09. | 22
07.09. | 23
07.09. | 24
08.09. | 1
08.09. | 2
08.09. | 3
08.09. | 4
08.09. | 5
08.09. | 6
08.09. | 7
08.09. | 8
08.09. | 9
08.09. | 10
08.09. | 11
08.09. | 12
08.09. | 13
08.09. | 14
08.09. | 15
08.09. | 16
08.09. | 17
08.09. | 18
08.09. | 19
08.09. | 20
08.09. | 21
08.09. | 22
08.09. | 23
08.09. | 24
09.09. | 1
09.09. | 2
09.09. | 3
09.09. | 4
09.09. | 5
09.09. | 6
09.09. | 7
09.09. | 8
09.09. | 9
09.09. | 10
09.09. | 11
09.09. | 12
09.09. | 13
09.09. | 14
09.09. | 15
09.09. | 16
09.09. | 17
09.09. | 18
09.09. | 19
09.09. | 20
09.09. | 21
09.09. | 22
09.09. | 23
09.09. | 24
10.09. | 1
10.09. | 2
10.09. | 3
10.09. | 4
10.09. | 5
10.09. | 6
10.09. | 7
10.09. | 8
10.09. | 9
10.09. | 10
10.09. | 11
10.09. | 12
10.09. | 13
10.09. | 14
10.09. | 15
10.09. | 16
10.09. | 17
10.09. | 18
10.09. | 19
10.09. | 20
10.09. | 21
10.09. | 22
10.09. | 23
10.09. | 24
11.09. | 1
11.09. | 2
11.09. | 3
11.09. | 4
11.09. | 5
11.09. | 6
11.09. | 7
11.09. | 8
11.09. | 9
11.09. | 10
11.09. | 11
11.09. | 12
11.09. | 13
11.09. | 14
11.09. | 15
11.09. | 16
11.09. | 17
11.09. | 18
11.09. | 19
11.09. | 20
11.09. | 21
11.09. | 22
11.09. | 23
11.09. | 24
12.09. | 1
12.09. | 2
12.09. | 3
12.09. | 4
12.09. | 5
12.09. | 6
12.09. | 7
12.09. | 8
12.09. | 9
12.09. | 10
12.09. | 11
12.09. | 12
12.09. | 13
12.09. | 14
12.09. | 15
12.09. | 16
12.09. | 17
12.09. | 18
12.09. | 19
12.09. | 20
12.09. | 21
12.09. | 22
12.09. | 23
12.09. | 24
13.09. | 1
13.09. | 2
13.09. | 3
13.09. | 4
13.09. | 5
13.09. | 6
13.09. | 7
13.09. | 8
13.09. | 9
13.09. | 10
13.09. | 11
13.09. | 12
13.09. | 13
13.09. | 14
13.09. | 15
13.09. | 16
13.09. | 17
13.09. | 18
13.09. | 19
13.09. | 20
13.09. | 21
13.09. | 22
13.09. | 23
13.09. | 24
14.09. | 1
14.09. | 2
14.09. | 3
14.09. | 4
14.09. | 5
14.09. | 6
14.09. | 7
14.09. | 8
14.09. | 9
14.09. | 10
14.09. | 11
14.09. | 12
14.09. | 13
14.09. | 14
14.09. | 15
14.09. | 16
14.09. | 17
14.09. | 18
14.09. | 19
14.09. | 20
14.09. | 21
14.09. | 22
14.09. | 23
14.09. | 24
15.09. | 1
15.09. | 2
15.09. | 3
15.09. | 4
15.09. | 5
15.09. | 6
15.09. | 7
15.09. | 8
15.09. | 9
15.09. | 10
15.09. | 11
15.09. | 12
15.09. | 13
15.09. | 14
15.09. | 15
15.09. | 16
15.09. | 17
15.09. | 18
15.09. | 19
15.09. | 20
15.09. | 21
15.09. | 22
15.09. | 23
15.09. | 24
16.09. | 1
16.09. | 2
16.09. | 3
16.09. | 4
16.09. | 5
16.09. | 6
16.09. | 7
16.09. | 8
16.09. | 9
16.09. | 10
16.09. | 11
16.09. | 12
16.09. | 13
16.09. | 14
16.09. | 15
16.09. | 16
16.09. | 17
16.09. | 18
16.09. | 19
16.09. | 20
16.09. | 21
16.09. | 22
16.09. | 23
16.09. | 24
17.09. | 1
17.09. | 2
17.09. | 3
17.09. | 4
17.09. | 5
17.09. | 6
17.09. | 7
17.09. | 8
17.09. | 9
17.09. | 10
17.09. | 11
17.09. | 12
17.09. | 13
17.09. | 14
17.09. | 15
17.09. | 16
17.09. | 17
17.09. | 18
17.09. | 19
17.09. | 20
17.09. | 21
17.09. | 22
17.09. | 23
17.09. | 24
18.09. | 1
18.09. | 2
18.09. | 3
18.09. | 4
18.09. | 5
18.09. | 6
18.09. | 7
18.09. | 8
18.09. | 9
18.09. | 10
18.09. | 11
18.09. | 12
18.09. | 13
18.09. | 14
18.09. | 15
18.09. | 16
18.09. | 17
18.09. | 18
18.09. | 19
18.09. | 20
18.09. | 21
18.09. | 22
18.09. | 23
18.09. | 24
19.09. | 1
19.09. | 2
19.09. | 3
19.09. | 4
19.09. | 5
19.09. | 6
19.09. | 7
19.09. | 8
19.09. | 9
19.09. | 10
19.09. | 11
19.09. | 12
19.09. | 13
19.09. | 14
19.09. | 15
19.09. | 16
19.09. | 17
19.09. | 18
19.09. | 19
19.09. | 20
19.09. | 21
19.09. | 22
19.09. | 23
19.09. | 24
20.09. | 1
20.09. | 2
20.09. | 3
20.09. | 4
20.09. | 5
20.09. | 6
20.09. | 7
20.09. | 8
20.09. | 9
20.09. | 10
20.09. | 11
20.09. | 12
20.09. | 13
20.09. | 14
20.09. | 15
20.09. | 16
20.09. | 17
20.09. | 18
20.09. | 19
20.09. | 20
20.09. | 21
20.09. | 22
20.09. | 23
20.09. | 24
21.09. | 1
21.09. | 2
21.09. | 3
21.09. | 4
21.09. | 5
21.09. | 6
21.09. | 7
21.09. | 8
21.09. | 9
21.09. | 10
21.09. | 11
21.09. | 12
21.09. | 13
21.09. | 14
21.09. | 15
21.09. | 16
21.09. | 17
21.09. | 18
21.09. | 19
21.09. | 20
21.09. | 21
21.09. | 22
21.09. | 23
21.09. | 24
22.09. | 1
22.09. | 2
22.09. | 3
22.09. | 4
22.09. | 5
22.09. | 6
22.09. | 7
22.09. | 8
22.09. | 9
22.09. | 10
22.09. | 11
22.09. | 12
22.09. | 13
22.09. | 14
22.09. | 15
22.09. | 16
22.09. | 17
22.09. | 18
22.09. | 19
22.09. | 20
22.09. | 21
22.09. | 22
22.09. | 23
22.09. | 24
23.09. | 1
23.09. | 2
23.09. | 3
23.09. | 4
23.09. | 5
23.09. | 6
23.09. | 7
23.09. | 8
23.09. | 9
23.09. | 10
23.09. | 11
23.09. | 12
23.09. | 13
23.09. | 14
23.09. | 15
23.09. | 16
23.09. | 17
23.09. | 18
23.09. | 19
23.09. | 20
23.09. | 21
23.09. | 22
23.09. | 23
23.09. | 24
24.09. | 1
24.09. | 2
24.09. | 3
24.09. | 4
24.09. | 5
24.09. | 6
24.09. | 7
24.09. | 8
24.09. | 9
24.09. | 10
24.09. | 11
24.09. | 12
24.09. | 13
24.09. | 14
24.09. | 15
24.09. | 16
24.09. | 17
24.09. | 18
24.09. | 19
24.09. | 20
24.09. | 21
24.09. | 22
24.09. | 23
24.09. | 24
25.09. | 1
25.09. | 2
25.09. | 3
25.09. | 4
25.09. | 5
25.09. | 6
25.09. | 7
25.09. | 8
25.09. | 9
25.09. | 10
25.09. | 11
25.09. | 12
25.09. | 13
25.09. | 14
25.09. | 15
25.09. | 16
25.09. | 17
25.09. | 18
25.09. | 19
25.09. | 20
25.09. | 21
25.09. | 22
25.09. | 23
25.09. | 24
26.09. | 1
26.09. | 2
26.09. | 3
26.09. | 4
26.09. | 5
26.09. | 6
26.09. | 7
26.09. | 8
26.09. | 9
26.09. | 10
26.09. | 11
26.09. | 12
26.09. | 13
26.09. | 14
26.09. | 15
26.09. | 16
26.09. | 17
26.09. | 18
26.09. | 19
26.09. | 20
26.09. | 21
26.09. | 22
26.09. | 23
26.09. | 24
27.09. | 1
27.09. | 2
27.09. | 3
27.09. | 4
27.09. | 5
27.09. | 6
27.09. | 7
27.09. | 8
27.09. | 9
27.09. | 10
27.09. | 11
27.09. | 12
27.09. | 13
27.09. | 14
27.09. | 15
27.09. | 16
27.09. | 17
27.09. | 18
27.09. | 19
27.09. | 20
27.09. | 21
27.09. | 22
27.09. | 23
27.09. | 24
28.09. | 1
28.09. | 2
28.09. | 3
28.09. | 4
28.09. | 5
28.09. | 6
28.09. | 7
28.09. | 8
28.09. | 9
28.09. | 10
28.09. | 11
28.09. | 12
28.09. | 13
28.09. | 14
28.09. | 15
28.09. | 16
28.09. | 17
28.09. | 18
28.09. | 19
28.09. | 20
28.09. | 21
28.09. | 22
28.09. | 23
28.09. | 24
29.09. | 1
29.09. | 2
29.09. | 3
29.09. | 4
29.09. | 5
29.09. | 6
29.09. | 7
29.09. | 8
29.09. | 9
29.09. | 10
29.09. | 11
29.09. | 12
29.09. | 13
29.09. | 14
29.09. | 15
29.09. | 16
29.09. | 17
29.09. | 18
29.09. | 19
29.09. | 20
29.09. | 21
29.09. | 22
29.09. | 23
29.09. | 24
30.09. | 1
30.09. | 2
30.09. | 3
30.09. | 4
30.09. | 5
30.09. | 6
30.09. | 7
30.09. | 8
30.09. | 9
30.09. | 10
30.09. | 11
30.09. | 12
30.09. | 13
30.09. | 14
30.09. | 15
30.09. | 16
30.09. | 17
30.09. | 18
30.09. | 19
30.09. | 20
30.09. | 21
30.09. | 22
30.09. | 23
30.09. | 24
01.10. | 1
01.10. | 2
01.10. | 3
01.10. | 4
01.10. | 5
01.10. | 6
01.10. | 7
01.10. | 8
01.10. | 9
01.10. | 10
01.10. | 11
01.10. | 12
01.10. | 13
01.10. | 14
01.10. | 15
01.10. | 16
01.10. | 17
01.10. | 18
01.10. | 19
01.10. | 20
01.10. | 21
01.10. | 22
01.10. | 23
01.10. | 24
02.10. | 1
02.10. | 2
02.10. | 3
02.10. | 4
02.10. | 5
02.10. | 6
02.10. | 7
02.10. | 8
02.10. | 9
02.10. | 10
02.10. | 11
02.10. | 12
02.10. | 13
02.10. | 14
02.10. | 15
02.10. | 16
02.10. | 17
02.10. | 18
02.10. | 19
02.10. | 20
02.10. | 21
02.10. | 22
02.10. | 23
02.10. | 24
03.10. | 1
03.10. | 2
03.10. | 3
03.10. | 4
03.10. | 5
03.10. | 6
03.10. | 7
03.10. | 8
03.10. | 9
03.10. | 10
03.10. | 11
03.10. | 12
03.10. | 13
03.10. | 14
03.10. | 15
03.10. | 16
03.10. | 17
03.10. | 18
03.10. | 19
03.10. | 20
03.10. | 21
03.10. | 22
03.10. | 23
03.10. | 24
04.10. | 1
04.10. | 2
04.10. | 3
04.10. | 4
04.10. | 5
04.10. | 6
04.10. | 7
04.10. | 8
04.10. | 9
04.10. | 10
04.10. | 11
04.10. | 12
04.10. | 13
04.10. | 14
04.10. | 15
04.10. | 16
04.10. | 17
04.10. | 18
04.10. | 19
04.10. | 20
04.10. | 21
04.10. | 22
04.10. | 23
04.10. | 24
05.10. | 1
05.10. | 2
05.10. | 3
05.10. | 4
05.10. | 5
05.10. | 6
05.10. | 7
05.10. | 8
05.10. | 9
05.10. | 10
05.10. | 11
05.10. | 12
05.10. | 13
05.10. | 14
05.10. | 15
05.10. | 16
05.10. | 17
05.10. | 18
05.10. | 19
05.10. | 20
05.10. | 21
05.10. | 22
05.10. | 23
05.10. | 24
06.10. | 1
06.10. | 2
06.10. | 3
06.10. | 4
06.10. | 5
06.10. | 6
06.10. | 7
06.10. | 8
06.10. | 9
06.10. | 10
06.10. | 11
06.10. | 12
06.10. | 13
06.10. | 14
06.10. | 15
06.10. | 16
06.10. | 17
06.10. | 18
06.10. | 19
06.10. | 20
06.10. | 21
06.10. | 22
06.10. | 23
06.10. | 24
07.10. | 1
07.10. | 2
07.10. | 3
07.10. | 4
07.10. | 5
07.10. | 6
07.10. | 7
07.10. | 8
07.10. | 9
07.10. | 10
07.10. | 11
07.10. | 12
07.10. | 13
07.10. | 14
07.10. | 15
07.10. | 16
07.10. | 17
07.10. | 18
07.10. | 19
07.10. | 20
07.10. | 21
07.10. | 22
07.10. | 23
07.10. | 24
08.10. | 1
08.10. | 2
08.10. | 3
08.10. | 4
08.10. | 5
08.10. | 6
08.10. | 7
08.10. | 8
08.10. | 9
08.10. | 10
08.10. | 11
08.10. | 12
08.10. | 13
08.10. | 14
08.10. | 15
08.10. | 16
08.10. | 17
08.10. | 18
08.10. | 19
08.10. | 20
08.10. | 21
08.10. | 22
08.10. | 23
08.10. | 24
09.10. | 1
09.10. | 2
09.10. | 3
09.10. | 4
09.10. | 5
09.10. | 6
09.10. | 7
09.10. | 8
09.10. | 9
09.10. | 10
09.10. | 11
09.10. | 12
09.10. | 13
09.10. | 14
09.10. | 15
09.10. | 16
09.10. | 17
09.10. | 18
09.10. | 19
09.10. | 20
09.10. | 21
09.10. | 22
09.10. | 23
09.10. | 24
10.10. | 1
10.10. | 2
10.10. | 3
10.10. | 4
10.10. | 5
10.10. | 6
10.10. | 7
10.10. | 8
10.10. | 9
10.10. | 10
10.10. | 11
10.10. | 12
10.10. | 13
10.10. | 14
10.10. | 15
10.10. | 16
10.10. | 17
10.10. | 18
10.10. | 19
10.10. | 20
10.10. | 21
10.10. | 22
10.10. | 23
10.10. | 24
11.10. | 1
11.10. | 2
11.10. | 3
11.10. | 4
11.10. | 5
11.10. | 6
11.10. | 7
11.10. | 8
11.10. | 9
11.10. | 10
11.10. | 11
11.10. | 12
11.10. | 13
11.10. | 14
11.10. | 15
11.10. | 16
11.10. | 17
11.10. | 18
11.10. | 19
11.10. | 20
11.10. | 21
11.10. | 22
11.10. | 23
11.10. | 24
12.10. | 1
12.10. | 2
12.10. | 3
12.10. | 4
12.10. | 5
12.10. | 6
12.10. | 7
12.10. | 8
12.10. | 9
12.10. | 10
12.10. | 11
12.10. | 12
12.10. | 13
12.10. | 14
12.10. | 15
12.10. | 16
12.10. | 17
12.10. | 18
12.10. | 19
12.10. | 20
12.10. | 21
12.10. | 22
12.10. | 23
12.10. | 24
13.10. | 1
13.10. | 2
13.10. | 3
13.10. | 4
13.10. | 5
13.10. | 6
13.10. | 7
13.10. | 8
13.10. | 9
13.10. | 10
13.10. | 11
13.10. | 12
13.10. | 13
13.10. | 14
13.10. | 15
13.10. | 16
13.10. | 17
13.10. | 18
13.10. | 19
13.10. | 20
13.10. | 21
13.10. | 22
13.10. | 23
13.10. | 24
14.10. | 1
14.10. | 2
14.10. | 3
14.10. | 4
14.10. | 5
14.10. | 6
14.10. | 7
14.10. | 8
14.10. | 9
14.10. | 10
14.10. | 11
14.10. | 12
14.10. | 13
14.10. | 14
14.10. | 15
14.10. | 16
14.10. | 17
14.10. | 18
14.10. | 19
14.10. | 20
14.10. | 21
14.10. | 22
14.10. | 23
14.10. | 24
15.10. | 1
15.10. | 2
15.10. | 3
15.10. | 4
15.10. | 5
15.10. | 6
15.10. | 7
15.10. | 8
15.10. | 9
15.10. | 10
15.10. | 11
15.10. | 12
15.10. | 13
15.10. | 14
15.10. | 15
15.10. | 16
15.10. | 17
15.10. | 18
15.10. | 19
15.10. | 20
15.10. | 21
15.10. | 22
15.10. | 23
15.10. | 24
16.10. | 1
16.10. | 2
16.10. | 3
16.10. | 4
16.10. | 5
16.10. | 6
16.10. | 7
16.10. | 8
16.10. | 9
16.10. | 10
16.10. | 11
16.10. | 12
16.10. | 13
16.10. | 14
16.10. | 15
16.10. | 16
16.10. | 17
16.10. | 18
16.10. | 19
16.10. | 20
16.10. | 21
16.10. | 22
16.10. | 23
16.10. | 24
17.10. | 1
17.10. | 2
17.10. | 3
17.10. | 4
17.10. | 5
17.10. | 6
17.10. | 7
17.10. | 8
17.10. | 9
17.10. | 10
17.10. | 11
17.10. | 12
17.10. | 13
17.10. | 14
17.10. | 15
17.10. | 16
17.10. | 17
17.10. | 18
17.10. | 19
17.10. | 20
17.10. | 21
17.10. | 22
17.10. | 23
17.10. | 24
18.10. | 1
18.10. | 2
18.10. | 3
18.10. | 4
18.10. | 5
18.10. | 6
18.10. | 7
18.10. | 8
18.10. | 9
18.10. | 10
18.10. | 11
18.10. | 12
18.10. | 13
18.10. | 14
18.10. | 15
18.10. | 16
18.10. | 17
18.10. | 18
18.10. | 19
18.10. | 20
18.10. | 21
18.10. | 22
18.10. | 23
18.10. | 24
19.10. | 1
19.10. | 2
19.10. | 3
19.10. | 4
19.10. | 5
19.10. | 6
19.10. | 7
19.10. | 8
19.10. | 9
19.10. | 10
19.10. | 11
19.10. | 12
19.10. | 13
19.10. | 14
19.10. | 15
19.10. | 16
19.10. | 17
19.10. | 18
19.10. | 19
19.10. | 20
19.10. | 21
19.10. | 22
19.10. | 23
19.10. | 24
20.10. | 1
20.10. | 2
20.10. | 3
20.10. | 4
20.10. | 5
20.10. | 6
20.10. | 7
20.10. | 8
20.10. | 9
20.10. | 10
20.10. | 11
20.10. | 12
20.10. | 13
20.10. | 14
20.10. | 15
20.10. | 16
20.10. | 17
20.10. | 18
20.10. | 19
20.10. | 20
20.10. | 21
20.10. | 22
20.10. | 23
20.10. | 24
21.10. | 1
21.10. | 2
21.10. | 3
21.10. | 4
21.10. | 5
21.10. | 6
21.10. | 7
21.10. | 8
21.10. | 9
21.10. | 10
21.10. | 11
21.10. | 12
21.10. | 13
21.10. | 14
21.10. | 15
21.10. | 16
21.10. | 17
21.10. | 18
21.10. | 19
21.10. | 20
21.10. | 21
21.10. | 22
21.10. | 23
21.10. | 24
22.10. | 1
22.10. | 2
22.10. | 3
22.10. | 4
22.10. | 5
22.10. | 6
22.10. | 7
22.10. | 8
22.10. | 9
22.10. | 10
22.10. | 11
22.10. | 12
22.10. | 13
22.10. | 14
22.10. | 15
22.10. | 16
22.10. | 17
22.10. | 18
22.10. | 19
22.10. | 20
22.10. | 21
22.10. | 22
22.10. | 23
22.10. | 24
23.10. | 1
23.10. | 2
23.10. | 3
23.10. | 4
23.10. | 5
23.10. | 6
23.10. | 7
23.10. | 8
23.10. | 9
23.10. | 10
23.10. | 11
23.10. | 12
23.10. | 13
23.10. | 14
23.10. | 15
23.10. | 16
23.10. | 17
23.10. | 18
23.10. | 19
23.10. | 20
23.10. | 21
23.10. | 22
23.10. | 23
23.10. | 24
24.10. | 1
24.10. | 2
24.10. | 3
24.10. | 4
24.10. | 5
24.10. | 6
24.10. | 7
24.10. | 8
24.10. | 9
24.10. | 10
24.10. | 11
24.10. | 12
24.10. | 13
24.10. | 14
24.10. | 15
24.10. | 16
24.10. | 17
24.10. | 18
24.10. | 19
24.10. | 20
24.10. | 21
24.10. | 22
24.10. | 23
24.10. | 24
25.10. | 1
25.10. | 2
25.10. | 3
25.10. | 4
25.10. | 5
25.10. | 6
25.10. | 7
25.10. | 8
25.10. | 9
25.10. | 10
25.10. | 11
25.10. | 12
25.10. | 13
25.10. | 14
25.10. | 15
25.10. | 16
25.10. | 17
25.10. | 18
25.10. | 19
25.10. | 20
25.10. | 21
25.10. | 22
25.10. | 23
25.10. | 24
26.10. | 1
26.10. | 2
26.10. | 3
26.10. | 4
26.10. | 5
26.10. | 6
26.10. | 7
26.10. | 8
26.10. | 9
26.10. | 10
26.10. | 11
26.10. | 12
26.10. | 13
26.10. | 14
26.10. | 15
26.10. | 16
26.10. | 17
26.10. | 18
26.10. | 19
26.10. | 20
26.10. | 21
26.10. | 22
26.10. | 23
26.10. | 24
27.10. | 1
27.10. | 2
27.10. | 3
27.10. | 4
27.10. | 5
27.10. | 6
27.10. | 7
27.10. | 8
27.10. | 9
27.10. | 10
27.10. | 11
27.10. | 12
27.10. | 13
27.10. | 14
27.10. | 15
27.10. | 16
27.10. | 17
27.10. | 18
27.10. | 19
27.10. | 20
27.10. | 21
27.10. | 22
27.10. | 23
27.10. | 24
28.10. | 1
28.10. | 2
28.10. | 3
28.10. | 4
28.10. | 5
28.10. | 6
28.10. | 7
28.10. | 8
28.10. | 9
28.10. | 10
28.10. | 11
28.10. | 12
28.10. | 13
28.10. | 14
28.10. | 15
28.10. | 16
28.10. | 17
28.10. | 18
28.10. | 19
28.10. | 20
28.10. | 21
28.10. | 22
28.10. | 23
28.10. | 24
29.10. | 1
29.10. | 2
29.10. | 3
29.10. | 4
29.10. | 5
29.10. | 6
29.10. | 7
29.10. | 8
29.10. | 9
29.10. | 10
29.10. | 11
29.10. | 12
29.10. | 13
29.10. | 14
29.10. | 15
29.10. | 16
29.10. | 17
29.10. | 18
29.10. | 19
29.10. | 20
29.10. | 21
29.10. | 22
29.10. | 23
29.10. | 24
30.10. | 1
30.10. | 2
30.10. | 3
30.10. | 4
30.10. | 5
30.10. | 6
30.10. | 7
30.10. | 8
30.10. | 9
30.10. | 10
30.10. | 11
30.10. | 12
30.10. | 13
30.10. | 14
30.10. | 15
30.10. | 16
30.10. | 17
30.10. | 18
30.10. | 19
30.10. | 20
30.10. | 21
30.10. | 22
30.10. | 23
30.10. | 24
31.10. | 1
31.10. | 2
31.10. | 3
31.10. | 4
31.10. | 5
31.10. | 6
31.10. | 7
31.10. | 8
31.10. | 9
31.10. | 10
31.10. | 11
31.10. | 12
31.10. | 13
31.10. | 14
31.10. | 15
31.10. | 16
31.10. | 17
31.10. | 18
31.10. | 19
31.10. | 20
31.10. | 21
31.10. | 22
31.10. | 23
31.10. | 24
01.11. | 1
01.11. | 2
01.11. | 3
01.11. | 4
01.11. | 5
01.11. | 6
01.11. | 7
01.11. | 8
01.11. | 9
01.11. | 10
01.11. | 11
01.11. | 12
01.11. | 13
01.11. | 14
01.11. | 15
01.11. | 16
01.11. | 17
01.11. | 18
01.11. | 19
01.11. | 20
01.11. | 21
01.11. | 22
01.11. | 23
01.11. | 24
02.11. | 1
02.11. | 2
02.11. | 3
02.11. | 4
02.11. | 5
02.11. | 6
02.11. | 7
02.11. | 8
02.11. | 9
02.11. | 10
02.11. | 11
02.11. | 12
02.11. | 13
02.11. | 14
02.11. | 15
02.11. | 16
02.11. | 17
02.11. | 18
02.11. | 19
02.11. | 20
02.11. | 21
02.11. | 22
02.11. | 23
02.11. | 24
03.11. | 1
03.11. | 2
03.11. | 3
03.11. | 4
03.11. | 5
03.11. | 6
03.11. | 7
03.11. | 8
03.11. | 9
03.11. | 10
03.11. | 11
03.11. | 12
03.11. | 13
03.11. | 14
03.11. | 15
03.11. | 16
03.11. | 17
03.11. | 18
03.11. | 19
03.11. | 20
03.11. | 21
03.11. | 22
03.11. | 23
03.11. | 24
04.11. | 1
04.11. | 2
04.11. | 3
04.11. | 4
04.11. | 5
04.11. | 6
04.11. | 7
04.11. | 8
04.11. | 9
04.11. | 10
04.11. | 11
04.11. | 12
04.11. | 13
04.11. | 14
04.11. | 15
04.11. | 16
04.11. | 17
04.11. | 18
04.11. | 19
04.11. | 20
04.11. | 21
04.11. | 22
04.11. | 23
04.11. | 24
05.11. | 1
05.11. | 2
05.11. | 3
05.11. | 4
05.11. | 5
05.11. | 6
05.11. | 7
05.11. | 8
05.11. | 9
05.11. | 10
05.11. | 11
05.11. | 12
05.11. | 13
05.11. | 14
05.11. | 15
05.11. | 16
05.11. | 17
05.11. | 18
05.11. | 19
05.11. | 20
05.11. | 21
05.11. | 22
05.11. | 23
05.11. | 24
06.11. | 1
06.11. | 2
06.11. | 3
06.11. | 4
06.11. | 5
06.11. | 6
06.11. | 7
06.11. | 8
06.11. | 9
06.11. | 10
06.11. | 11
06.11. | 12
06.11. | 13
06.11. | 14
06.11. | 15
06.11. | 16
06.11. | 17
06.11. | 18
06.11. | 19
06.11. | 20
06.11. | 21
06.11. | 22
06.11. | 23
06.11. | 24
07.11. | 1
07.11. | 2
07.11. | 3
07.11. | 4
07.11. | 5
07.11. | 6
07.11. | 7
07.11. | 8
07.11. | 9
07.11. | 10
07.11. | 11
07.11. | 12
07.11. | 13
07.11. | 14
07.11. | 15
07.11. | 16
07.11. | 17
07.11. | 18
07.11. | 19
07.11. | 20
07.11. | 21
07.11. | 22
07.11. | 23
07.11. | 24
08.11. | 1
08.11. | 2
08.11. | 3
08.11. | 4
08.11. | 5
08.11. | 6
08.11. | 7
08.11. | 8
08.11. | 9
08.11. | 10
08.11. | 11
08.11. | 12
08.11. | 13
08.11. | 14
08.11. | 15
08.11. | 16
08.11. | 17
08.11. | 18
08.11. | 19
08.11. | 20
08.11. | 21
08.11. | 22
08.11. | 23
08.11. | 24
09.11. | 1
09.11. | 2
09.11. | 3
09.11. | 4
09.11. | 5
09.11. | 6
09.11. | 7
09.11. | 8
09.11. | 9
09.11. | 10
09.11. | 11
09.11. | 12
09.11. | 13
09.11. | 14
09.11. | 15
09.11. | 16
09.11. | 17
09.11. | 18
09.11. | 19
09.11. | 20
09.11. | 21
09.11. | 22
09.11. | 23
09.11. | 24
10.11. | 1
10.11. | 2
10.11. | 3
10.11. | 4
10.11. | 5
10.11. | 6
10.11. | 7
10.11. | 8
10.11. | 9
10.11. | 10
10.11. | 11
10.11. | 12
10.11. | 13
10.11. | 14
10.11. | 15
10.11. | 16
10.11. | 17
10.11. | 18
10.11. | 19
10.11. | 20
10.11. | 21
10.11. | 22
10.11. | 23
10.11. | 24
11.11. | 1
11.11. | 2
11.11. | 3
11.11. | 4
11.11. | 5
11.11. | 6
11.11. | 7
11.11. | 8
11.11. | 9
11.11. | 10
11.11. | 11
11.11. | 12
11.11. | 13
11.11. | 14
11.11. | 15
11.11. | 16
11.11. | 17
11.11. | 18
11.11. | 19
11.11. | 20
11.11. | 21
11.11. | 22
11.11. | 23
11.11. | 24
12.11. | 1
12.11. | 2
12.11. | 3
12.11. | 4
12.11. | 5
12.11. | 6
12.11. | 7
12.11. | 8
12.11. | 9
12.11. | 10
12.11. | 11
12.11. | 12
12.11. | 13
12.11. | 14
12.11. | 15
12.11. | 16
12.11. | 17
12.11. | 18
12.11. | 19
12.11. | 20
12.11. | 21
12.11. | 22
12.11. | 23
12.11. | 24
13.11. | 1
13.11. | 2
13.11. | 3
13.11. | 4
13.11. | 5
13.11. | 6
13.11. | 7
13.11. | 8
13.11. | 9
13.11. | 10
13.11. | 11
13.11. | 12
13.11. | 13
13.11. | 14
13.11. | 15
13.11. | 16
13.11. | 17
13.11. | 18
13.11. | 19
13.11. | 20
13.11. | 21
13.11. | 22
13.11. | 23
13.11. | 24
14.11. | 1
14.11. | 2
14.11. | 3
14.11. | 4
14.11. | 5
14.11. | 6
14.11. | 7
14.11. | 8
14.11. | 9
14.11. | 10
14.11. | 11
14.11. | 12
14.11. | 13
14.11. | 14
14.11. | 15
14.11. | 16
14.11. | 17
14.11. | 18
14.11. | 19
14.11. | 20
14.11. | 21
14.11. | 22
14.11. | 23
14.11. | 24
15.11. | 1
15.11. | 2
15.11. | 3
15.11. | 4
15.11. | 5
15.11. | 6
15.11. | 7
15.11. | 8
15.11. | 9
15.11. | 10
15.11. | 11
15.11. | 12
15.11. | 13
15.11. | 14
15.11. | 15
15.11. | 16
15.11. | 17
15.11. | 18
15.11. | 19
15.11. | 20
15.11. | 21
15.11. | 22
15.11. | 23
15.11. | 24
16.11. | 1
16.11. | 2
16.11. | 3
16.11. | 4
16.11. | 5
16.11. | 6
16.11. | 7
16.11. | 8
16.11. | 9
16.11. | 10
16.11. | 11
16.11. | 12
16.11. | 13
16.11. | 14
16.11. | 15
16.11. | 16
16.11. | 17
16.11. | 18
16.11. | 19
16.11. | 20
16.11. | 21
16.11. | 22
16.11. | 23
16.11. | 24
17.11. | 1
17.11. | 2
17.11. | 3
17.11. | 4
17.11. | 5
17.11. | 6
17.11. | 7
17.11. | 8
17.11. | 9
17.11. | 10
17.11. | 11
17.11. | 12
17.11. | 13
17.11. | 14
17.11. | 15
17.11. | 16
17.11. | 17
17.11. | 18
17.11. | 19
17.11. | 20
17.11. | 21
17.11. | 22
17.11. | 23
17.11. | 24
18.11. | 1
18.11. | 2
18.11. | 3
18.11. | 4
18.11. | 5
18.11. | 6
18.11. | 7
18.11. | 8
18.11. | 9
18.11. | 10
18.11. | 11
18.11. | 12
18.11. | 13
18.11. | 14
18.11. | 15
18.11. | 16
18.11. | 17
18.11. | 18
18.11. | 19
18.11. | 20
18.11. | 21
18.11. | 22
18.11. | 23
18.11. | 24
19.11. | 1
19.11. | 2
19.11. | 3
19.11. | 4
19.11. | 5
19.11. | 6
19.11. | 7
19.11. | 8
19.11. | 9
19.11. | 10
19.11. | 11
19.11. | 12
19.11. | 13
19.11. | 14
19.11. | 15
19.11. | 16
19.11. | 17
19.11. | 18
19.11. | 19
19.11. | 20
19.11. | 21
19.11. | 22
19.11. | 23
19.11. | 24
20.11. | 1
20.11. | 2
20.11. | 3
20.11. | 4
20.11. | 5
20.11. | 6
20.11. | 7
20.11. | 8
20.11. | 9
20.11. | 10
20.11. | 11
20.11. | 12
20.11. | 13
20.11. | 14
20.11. | 15
20.11. | 16
20.11. | 17
20.11. | 18
20.11. | 19
20.11. | 20
20.11. | 21
20.11. | 22
20.11. | 23
20.11. | 24
21.11. | 1
21.11. | 2
21.11. | 3
21.11. | 4
21.11. | 5
21.11. | 6
21.11. | 7
21.11. | 8
21.11. | 9
21.11. | 10
21.11. | 11
21.11. | 12
21.11. | 13
21.11. | 14
21.11. | 15
21.11. | 16
21.11. | 17
21.11. | 18
21.11. | 19
21.11. | 20
21.11. | 21
21.11. | 22
21.11. | 23
21.11. | 24
22.11. | 1
22.11. | 2
22.11. | 3
22.11. | 4
22.11. | 5
22.11. | 6
22.11. | 7
22.11. | 8
22.11. | 9
22.11. | 10
22.11. | 11
22.11. | 12
22.11. | 13
22.11. | 14
22.11. | 15
22.11. | 16
22.11. | 17
22.11. | 18
22.11. | 19
22.11. | 20
22.11. | 21
22.11. | 22
22.11. | 23
22.11. | 24
23.11. | 1
23.11. | 2
23.11. | 3
23.11. | 4
23.11. | 5
23.11. | 6
23.11. | 7
23.11. | 8
23.11. | 9
23.11. | 10
23.11. | 11
23.11. | 12
23.11. | 13
23.11. | 14
23.11. | 15
23.11. | 16
23.11. | 17
23.11. | 18
23.11. | 19
23.11. | 20
23.11. | 21
23.11. | 22
23.11. | 23
23.11. | 24
24.11. | 1
24.11. | 2
24.11. | 3
24.11. | 4
24.11. | 5
24.11. | 6
24.11. | 7
24.11. | 8
24.11. | 9
24.11. | 10
24.11. | 11
24.11. | 12
24.11. | 13
24.11. | 14
24.11. | 15
24.11. | 16
24.11. | 17
24.11. | 18
24.11. | 19
24.11. | 20
24.11. | 21
24.11. | 22
24.11. | 23
24.11. | 24
25.11. | 1
25.11. | 2
25.11. | 3
25.11. | 4
25.11. | 5
25.11. | 6
25.11. | 7
25.11. | 8
25.11. | 9
25.11. | 10
25.11. | 11
25.11. | 12
25.11. | 13
25.11. | 14
25.11. | 15
25.11. | 16
25.11. | 17
25.11. | 18
25.11. | 19
25.11. | 20
25.11. | 21
25.11. | 22
25.11. | 23
25.11. | 24
26.11. | 1
26.11. | 2
26.11. | 3
26.11. | 4
26.11. | 5
26.11. | 6
26.11. | 7
26.11. | 8
26.11. | 9
26.11. | 10
26.11. | 11
26.11. | 12
26.11. | 13
26.11. | 14
26.11. | 15
26.11. | 16
26.11. | 17
26.11. | 18
26.11. | 19
26.11. | 20
26.11. | 21
26.11. | 22
26.11. | 23
26.11. | 24
27.11. | 1
27.11. | 2
27.11. | 3
27.11. | 4
27.11. | 5
27.11. | 6
27.11. | 7
27.11. | 8
27.11. | 9
27.11. | 10
27.11. | 11
27.11. | 12
27.11. | 13
27.11. | 14
27.11. | 15
27.11. | 16
27.11. | 17
27.11. | 18
27.11. | 19
27.11. | 20
27.11. | 21
27.11. | 22
27.11. | 23
27.11. | 24
28.11. | 1
28.11. | 2
28.11. | 3
28.11. | 4
28.11. | 5
28.11. | 6
28.11. | 7
28.11. | 8
28.11. | 9
28.11. | 10
28.11. | 11
28.11. | 12
28.11. | 13
28.11. | 14
28.11. | 15
28.11. | 16
28.11. | 17
28.11. | 18
28.11. | 19
28.11. | 20
28.11. | 21
28.11. | 22
28.11. | 23
28.11. | 24
29.11. | 1
29.11. | 2
29.11. | 3
29.11. | 4
29.11. | 5
29.11. | 6
29.11. | 7
29.11. | 8
29.11. | 9
29.11. | 10
29.11. | 11
29.11. | 12
29.11. | 13
29.11. | 14
29.11. | 15
29.11. | 16
29.11. | 17
29.11. | 18
29.11. | 19
29.11. | 20
29.11. | 21
29.11. | 22
29.11. | 23
29.11. | 24
30.11. | 1
30.11. | 2
30.11. | 3
30.11. | 4
30.11. | 5
30.11. | 6
30.11. | 7
30.11. | 8
30.11. | 9
30.11. | 10
30.11. | 11
30.11. | 12
30.11. | 13
30.11. | 14
30.11. | 15
30.11. | 16
30.11. | 17
30.11. | 18
30.11. | 19
30.11. | 20
30.11. | 21
30.11. | 22
30.11. | 23
30.11. | 24
01.12. | 1
01.12. | 2
01.12. | 3
01.12. | 4
01.12. | 5
01.12. | 6
01.12. | 7
01.12. | 8
01.12. | 9
01.12. | 10
01.12. | 11
01.12. | 12
01.12. | 13
01.12. | 14
01.12. | 15
01.12. | 16
01.12. | 17
01.12. | 18
01.12. | 19
01.12. | 20
01.12. | 21
01.12. | 22
01.12. | 23
01.12. | 24
02.12. | 1
02.12. | 2
02.12. | 3
02.12. | 4
02.12. | 5
02.12. | 6
02.12. | 7
02.12. | 8
02.12. | 9
02.12. | 10
02.12. | 11
02.12. | 12
02.12. | 13
02.12. | 14
02.12. | 15
02.12. | 16
02.12. | 17
02.12. | 18
02.12. | 19
02.12. | 20
02.12. | 21
02.12. | 22
02.12. | 23
02.12. | 24
03.12. | 1
03.12. | 2
03.12. | 3
03.12. | 4
03.12. | 5
03.12. | 6
03.12. | 7
03.12. | 8
03.12. | 9
03.12. | 10
03.12. | 11
03.12. | 12
03.12. | 13
03.12. | 14
03.12. | 15
03.12. | 16
03.12. | 17
03.12. | 18
03.12. | 19
03.12. | 20
03.12. | 21
03.12. | 22
03.12. | 23
03.12. | 24
04.12. | 1
04.12. | 2
04.12. | 3
04.12. | 4
04.12. | 5
04.12. | 6
04.12. | 7
04.12. | 8
04.12. | 9
04.12. | 10
04.12. | 11
04.12. | 12
04.12. | 13
04.12. | 14
04.12. | 15
04.12. | 16
04.12. | 17
04.12. | 18
04.12. | 19
04.12. | 20
04.12. | 21
04.12. | 22
04.12. | 23
04.12. | 24
05.12. | 1
05.12. | 2
05.12. | 3
05.12. | 4
05.12. | 5
05.12. | 6
05.12. | 7
05.12. | 8
05.12. | 9
05.12. | 10
05.12. | 11
05.12. | 12
05.12. | 13
05.12. | 14
05.12. | 15
05.12. | 16
05.12. | 17
05.12. | 18
05.12. | 19
05.12. | 20
05.12. | 21
05.12. | 22
05.12. | 23
05.12. | 24
06.12. | 1
06.12. | 2
06.12. | 3
06.12. | 4
06.12. | 5
06.12. | 6
06.12. | 7
06.12. | 8
06.12. | 9
06.12. | 10
06.12. | 11
06.12. | 12
06.12. | 13
06.12. | 14
06.12. | 15
06.12. | 16
06.12. | 17
06.12. | 18
06.12. | 19
06.12. | 20
06.12. | 21
06.12. | 22
06.12. | 23
06.12. | 24
07.12. | 1
07.12. | 2
07.12. | 3
07.12. | 4
07.12. | 5
07.12. | 6
07.12. | 7
07.12. | 8
07.12. | 9
07.12. | 10
07.12. | 11
07.12. | 12
07.12. | 13
07.12. | 14
07.12. | 15
07.12. | 16
07.12. | 17
07.12. | 18
07.12. | 19
07.12. | 20
07.12. | 21
07.12. | 22
07.12. | 23
07.12. | 24
08.12. | 1
08.12. | 2
08.12. | 3
08.12. | 4
08.12. | 5
08.12. | 6
08.12. | 7
08.12. | 8
08.12. | 9
08.12. | 10
08.12. | 11
08.12. | 12
08.12. | 13
08.12. | 14
08.12. | 15
08.12. | 16
08.12. | 17
08.12. | 18
08.12. | 19
08.12. | 20
08.12. | 21
08.12. | 22
08.12. | 23
08.12. | 24
09.12. | 1
09.12. | 2
09.12. | 3
09.12. | 4
09.12. | 5
09.12. | 6
09.12. | 7
09.12. | 8
09.12. | 9
09.12. | 10
09.12. | 11
09.12. | 12
09.12. | 13
09.12. | 14
09.12. | 15
09.12. | 16
09.12. | 17
09.12. | 18
09.12. | 19
09.12. | 20
09.12. | 21
09.12. | 22
09.12. | 23
09.12. | 24
10.12. | 1
10.12. | 2
10.12. | 3
10.12. | 4
10.12. | 5
10.12. | 6
10.12. | 7
10.12. | 8
10.12. | 9
10.12. | 10
10.12. | 11
10.12. | 12
10.12. | 13
10.12. | 14
10.12. | 15
10.12. | 16
10.12. | 17
10.12. | 18
10.12. | 19
10.12. | 20
10.12. | 21
10.12. | 22
10.12. | 23
10.12. | 24
11.12. | 1
11.12. | 2
11.12. | 3
11.12. | 4
11.12. | 5
11.12. | 6
11.12. | 7
11.12. | 8
11.12. | 9
11.12. | 10
11.12. | 11
11.12. | 12
11.12. | 13
11.12. | 14
11.12. | 15
11.12. | 16
11.12. | 17
11.12. | 18
11.12. | 19
11.12. | 20
11.12. | 21
11.12. | 22
11.12. | 23
11.12. | 24
12.12. | 1
12.12. | 2
12.12. | 3
12.12. | 4
12.12. | 5
12.12. | 6
12.12. | 7
12.12. | 8
12.12. | 9
12.12. | 10
12.12. | 11
12.12. | 12
12.12. | 13
12.12. | 14
12.12. | 15
12.12. | 16
12.12. | 17
12.12. | 18
12.12. | 19
12.12. | 20
12.12. | 21
12.12. | 22
12.12. | 23
12.12. | 24
13.12. | 1
13.12. | 2
13.12. | 3
13.12. | 4
13.12. | 5
13.12. | 6
13.12. | 7
13.12. | 8
13.12. | 9
13.12. | 10
13.12. | 11
13.12. | 12
13.12. | 13
13.12. | 14
13.12. | 15
13.12. | 16
13.12. | 17
13.12. | 18
13.12. | 19
13.12. | 20
13.12. | 21
13.12. | 22
13.12. | 23
13.12. | 24
14.12. | 1
14.12. | 2
14.12. | 3
14.12. | 4
14.12. | 5
14.12. | 6
14.12. | 7
14.12. | 8
14.12. | 9
14.12. | 10
14.12. | 11
14.12. | 12
14.12. | 13
14.12. | 14
14.12. | 15
14.12. | 16
14.12. | 17
14.12. | 18
14.12. | 19
14.12. | 20
14.12. | 21
14.12. | 22
14.12. | 23
14.12. | 24
15.12. | 1
15.12. | 2
15.12. | 3
15.12. | 4
15.12. | 5
15.12. | 6
15.12. | 7
15.12. | 8
15.12. | 9
15.12. | 10
15.12. | 11
15.12. | 12
15.12. | 13
15.12. | 14
15.12. | 15
15.12. | 16
15.12. | 17
15.12. | 18
15.12. | 19
15.12. | 20
15.12. | 21
15.12. | 22
15.12. | 23
15.12. | 24
16.12. | 1
16.12. | 2
16.12. | 3
16.12. | 4
16.12. | 5
16.12. | 6
16.12. | 7
16.12. | 8
16.12. | 9
16.12. | 10
16.12. | 11
16.12. | 12
16.12. | 13
16.12. | 14
16.12. | 15
16.12. | 16
16.12. | 17
16.12. | 18
16.12. | 19
16.12. | 20
16.12. | 21
16.12. | 22
16.12. | 23
16.12. | 24
17.12. | 1
17.12. | 2
17.12. | 3
17.12. | 4
17.12. | 5
17.12. | 6
17.12. | 7
17.12. | 8
17.12. | 9
17.12. | 10
17.12. | 11
17.12. | 12
17.12. | 13
17.12. | 14
17.12. | 15
17.12. | 16
17.12. | 17
17.12. | 18
17.12. | 19
17.12. | 20
17.12. | 21
17.12. | 22
17.12. | 23
17.12. | 24
18.12. | 1
18.12. | 2
18.12. | 3
18.12. | 4
18.12. | 5
18.12. | 6
18.12. | 7
18.12. | 8
18.12. | 9
18.12. | 10
18.12. | 11
18.12. | 12
18.12. | 13
18.12. | 14
18.12. | 15
18.12. | 16
18.12. | 17
18.12. | 18
18.12. | 19
18.12. | 20
18.12. | 21
18.12. | 22
18.12. | 23
18.12. | 24
19.12. | 1
19.12. | 2
19.12. | 3
19.12. | 4
19.12. | 5
19.12. | 6
19.12. | 7
19.12. | 8
19.12. | 9
19.12. | 10
19.12. | 11
19.12. | 12
19.12. | 13
19.12. | 14
19.12. | 15
19.12. | 16
19.12. | 17
19.12. | 18
19.12. | 19
19.12. | 20
19.12. | 21
19.12. | 22
19.12. | 23
19.12. | 24
20.12. | 1
20.12. | 2
20.12. | 3
20.12. | 4
20.12. | 5
20.12. | 6
20.12. | 7
20.12. | 8
20.12. | 9
20.12. | 10
20.12. | 11
20.12. | 12
20.12. | 13
20.12. | 14
20.12. | 15
20.12. | 16
20.12. | 17
20.12. | 18
20.12. | 19
20.12. | 20
20.12. | 21
20.12. | 22
20.12. | 23
20.12. | 24
21.12. | 1
21.12. | 2
21.12. | 3
21.12. | 4
21.12. | 5
21.12. | 6
21.12. | 7
21.12. | 8
21.12. | 9
21.12. | 10
21.12. | 11
21.12. | 12
21.12. | 13
21.12. | 14
21.12. | 15
21.12. | 16
21.12. | 17
21.12. | 18
21.12. | 19
21.12. | 20
21.12. | 21
21.12. | 22
21.12. | 23
21.12. | 24
22.12. | 1
22.12. | 2
22.12. | 3
22.12. | 4
22.12. | 5
22.12. | 6
22.12. | 7
22.12. | 8
22.12. | 9
22.12. | 10
22.12. | 11
22.12. | 12
22.12. | 13
22.12. | 14
22.12. | 15
22.12. | 16
22.12. | 17
22.12. | 18
22.12. | 19
22.12. | 20
22.12. | 21
22.12. | 22
22.12. | 23
22.12. | 24
23.12. | 1
23.12. | 2
23.12. | 3
23.12. | 4
23.12. | 5
23.12. | 6
23.12. | 7
23.12. | 8
23.12. | 9
23.12. | 10
23.12. | 11
23.12. | 12
23.12. | 13
23.12. | 14
23.12. | 15
23.12. | 16
23.12. | 17
23.12. | 18
23.12. | 19
23.12. | 20
23.12. | 21
23.12. | 22
23.12. | 23
23.12. | 24
24.12. | 1
24.12. | 2
24.12. | 3
24.12. | 4
24.12. | 5
24.12. | 6
24.12. | 7
24.12. | 8
24.12. | 9
24.12. | 10
24.12. | 11
24.12. | 12
24.12. | 13
24.12. | 14
24.12. | 15
24.12. | 16
24.12. | 17
24.12. | 18
24.12. | 19
24.12. | 20
24.12. | 21
24.12. | 22
24.12. | 23
24.12. | 24
25.12. | 1
25.12. | 2
25.12. | 3
25.12. | 4
25.12. | 5
25.12. | 6
25.12. | 7
25.12. | 8
25.12. | 9
25.12. | 10
25.12. | 11
25.12. | 12
25.12. | 13
25.12. | 14
25.12. | 15
25.12. | 16
25.12. | 17
25.12. | 18
25.12. | 19
25.12. | 20
25.12. | 21
25.12. | 22
25.12. | 23
25.12. | 24
26.12. | 1
26.12. | 2
26.12. | 3
26.12. | 4
26.12. | 5
26.12. | 6
26.12. | 7
26.12. | 8
26.12. | 9
26.12. | 10
26.12. | 11
26.12. | 12
26.12. | 13
26.12. | 14
26.12. | 15
26.12. | 16
26.12. | 17
26.12. | 18
26.12. | 19
26.12. | 20
26.12. | 21
26.12. | 22
26.12. | 23
26.12. | 24
27.12. | 1
27.12. | 2
27.12. | 3
27.12. | 4
27.12. | 5
27.12. | 6
27.12. | 7
27.12. | 8
27.12. | 9
27.12. | 10
27.12. | 11
27.12. | 12
27.12. | 13
27.12. | 14
27.12. | 15
27.12. | 16
27.12. | 17
27.12. | 18
27.12. | 19
27.12. | 20
27.12. | 21
27.12. | 22
27.12. | 23
27.12. | 24
28.12. | 1
28.12. | 2
28.12. | 3
28.12. | 4
28.12. | 5
28.12. | 6
28.12. | 7
28.12. | 8
28.12. | 9
28.12. | 10
28.12. | 11
28.12. | 12
28.12. | 13
28.12. | 14
28.12. | 15
28.12. | 16
28.12. | 17
28.12. | 18
28.12. | 19
28.12. | 20
28.12. | 21
28.12. | 22
28.12. | 23
28.12. | 24
29.12. | 1
29.12. | 2
29.12. | 3
29.12. | 4
29.12. | 5
29.12. | 6
29.12. | 7
29.12. | 8
29.12. | 9
29.12. | 10
29.12. | 11
29.12. | 12
29.12. | 13
29.12. | 14
29.12. | 15
29.12. | 16
29.12. | 17
29.12. | 18
29.12. | 19
29.12. | 20
29.12. | 21
29.12. | 22
29.12. | 23
29.12. | 24
30.12. | 1
30.12. | 2
30.12. | 3
30.12. | 4
30.12. | 5
30.12. | 6
30.12. | 7
30.12. | 8
30.12. | 9
30.12. | 10
30.12. | 11
30.12. | 12
30.12. | 13
30.12. | 14
30.12. | 15
30.12. | 16
30.12. | 17
30.12. | 18
30.12. | 19
30.12. | 20
30.12. | 21
30.12. | 22
30.12. | 23
30.12. | 24
31.12. | 1
31.12. | 2
31.12. | 3
31.12. | 4
31.12. | 5
31.12. | 6
31.12. | 7
31.12. | 8
31.12. | 9
31.12. | 10
31.12. | 11
31.12. | 12
31.12. | 13
31.12. | 14
31.12. | 15
31.12. | 16
31.12. | 17
31.12. | 18
31.12. | 19
31.12. | 20
31.12. | 21
31.12. | 22
31.12. | 23
31.12. | 24

## Battery
ENTSO-E Market Modelling Database: Batteries
Country:
Market Node: | PT00
Year: |  |  | Type | Net maximum capacity - generation perspective (MW) | Storage capacity (MWh) | Average efficiency
Climate year |  |  | Battery Total | 3000 | 12000 | 0.92
Scenario
Type |  | Net maximum capacity - generation perspective (MW) | Net maximum capacity - demand perspective (MW) | Storage capacity (MWh) | Number of units | Average efficiency | Ramp up rate (MW/h) | Ramp down rate (MW/h)
Battery Total |  | 3000 | 3000 | 12000 | 2 | 0.92 | 0 | 0
Battery Utility Scale |  | 3000 | 3000 | 12000 | 2 | 0.92 | 0 | 0
Battery Residential |  | 0 | 0 | 0 | 0 | 0 | 0 | 0

## Electrolyser
ENTSO-E Market Modelling Database: Electrolysers
Country:
Market Node: | PT00
Year:
Climate year
Scenario
Type |  | Net maximum capacity (MW) | Number of units | Average efficiency | H2 storage (GWh) | Ramp up rate (MW/h) | Ramp down rate (MW/h) | Fixed generation reduction (% of max power output)
Electrolyser e-market Z1 |  | 0 | 0 | 0 | 0 | 0 | 0 | 100
Electrolyser e-market Z2 |  | 0 | 0 | 0 | 0 | 0 | 0 | 100
Electrolyser Shared RES Z1 |  | 0 | 0 | 0 | 0 | 0 | 0 | 100
Electrolyser Shared RES Z2 |  | 13478 | 2 | 0.68 | 0 | 0 | 0 | 0
Electrolyser Dedicated RES Z1 |  | 0 | 0 | 0 | 0 | 0 | 0 | 100
Electrolyser Dedicated RES Z2 |  | 0 | 0 | 0 | 0 | 0 | 0 | 100
13478
Type | Net maximum capacity (MW) | Number of units | Average efficiency
Electrolyser e-market Z1 | 0 | 0 | 0
Electrolyser e-market Z2 | 0 | 0 | 0
Electrolyser Shared RES Z1 | 0 | 0 | 0
Electrolyser Shared RES Z2 | 13478 | 2 | 0.68
Electrolyser Dedicated RES Z1 | 0 | 0 | 0
Electrolyser Dedicated RES Z2 | 0 | 0 | 0

## Wind
ENTSO-E Market Modelling Database: Wind
Country:
Market Node: | PT00
Year:
Scenario
Installed capacities Onshore wind Total(GW): | 12.6116
Installed capacities Onshore wind e-market (GW): | 11.6436
Installed capacities Onshore wind dedicated (GW): | 0
Installed capacities Onshore wind Shared RES - H2Z1 (GW): | 0
Installed capacities Onshore wind Shared RES - H2Z2 (GW): | 0.968
Installed capacities Offshore wind Total (GW): | 9.6
Installed capacities Offshore wind e-market - hub ready (GW): | 0
Installed capacities Offshore wind dedicated - hub ready (GW): | 0
Installed capacities Offshore wind Shared RES - H2Z1 - hub ready (GW): | 0
Installed capacities Offshore wind Shared RES - H2Z2 - hub ready (GW): | 0
Installed capacities Offshore wind e-market - radial (GW): | 0.646
Installed capacities Offshore wind dedicated - radial (GW): | 0
Installed capacities Offshore wind Shared RES - H2Z1 - radial (GW): | 0
Installed capacities Offshore wind Shared RES - H2Z2 - radial (GW): | 8.954
Installed capacities Onshore wind Total(GW): | 12.6116
Installed capacities Onshore wind e-market (GW): | 11.6436
Installed capacities Onshore wind dedicated (GW): | 0
Installed capacities Onshore wind Shared RES - H2Z1 (GW): | 0
Installed capacities Onshore wind Shared RES - H2Z2 (GW): | 0.968
Installed capacities Offshore wind Total (GW): | 9.6
Installed capacities Offshore wind e-market - hub ready (GW): | 0
Installed capacities Offshore wind dedicated - hub ready (GW): | 0
Installed capacities Offshore wind Shared RES - H2Z1 - hub ready (GW): | 0
Installed capacities Offshore wind Shared RES - H2Z2 - hub ready (GW): | 0
Installed capacities Offshore wind e-market - radial (GW): | 0.646
Installed capacities Offshore wind dedicated - radial (GW): | 0
Installed capacities Offshore wind Shared RES - H2Z1 - radial (GW): | 0
Installed capacities Offshore wind Shared RES - H2Z2 - radial (GW): | 8.954
Generador eólico al mercado eléctrico - p_nom (MW) | 21243.6
Generador eólico SRES - p_nom (MW) | 9922
Total Generación Eólica (MW) | 13257.6

## Solar
ENTSO-E Market Modelling Database: Solar
Country:
Market Node: | PT00
Year:
Scenario
Installed capacities Thermal Solar (GW): | 0.54
Installed capacities Photovoltaic (GW): | 36.623
Installed capacities Photovoltaic e-market (GW): | 14.3782
Installed capacities Photovoltaic dedicated (GW): | 0
Installed capacities Photovoltaic Shared RES - H2Z1 (GW): | 0
Installed capacities Photovoltaic Shared RES - H2Z2 (GW): | 12.5849
Installed capacities Rooftop (GW): | 9.6599
Installed capacities Solar Thermal with Storage (GW): | 0.54
Storage capacities Solar Thermal with Storage (GWh): | 3.78
Installed capacities Thermal Solar (GW): | 0.54
Installed capacities Photovoltaic (GW): | 36.623
Installed capacities Photovoltaic e-market (GW): | 14.3782
Installed capacities Photovoltaic dedicated (GW): | 0
Installed capacities Photovoltaic Shared RES - H2Z1 (GW): | 0
Installed capacities Photovoltaic Shared RES - H2Z2 (GW): | 12.5849
Installed capacities Rooftop (GW): | 9.6599
Installed capacities Solar Thermal with Storage (GW): | 0.54
Storage capacities Solar Thermal with Storage (GWh): | 3.78
Generador solar al mercado eléctrico - p_nom (MW) | 24578.1
Generador solar SRES - p_nom (MW) | 12584.9
Total generación solar (MW) | 37163

## Hydro
ENTSO-E Market Modelling Database: Hydro
Country:
Market Node: | PT00
Year:
Scenario
Hydro PEMMDB 3.4
Run of River - Total turbining capacity (MW) | 508.3
Pondage - Total reservoir capacity (GWh) | 3.7
Pondage - Total turbining capacity (MW) | 279.8
Reservoir - Total reservoir capacity (GWh) | 1078.4
Reservoir - Total turbining capacity (MW) | 3135.5
Pump Storage (open loop, with natural inflows) - Total reservoir capacity (GWh) | 2229.2
Pump Storage (open loop, with natural inflows) - Total turbining capacity (MW) | 4469.4
Pump Storage (open loop, with natural inflows) - Total pumping capacity (MW) | -3837
Pure Pump Storage (closed loop, no natural inflows) - Total reservoir capacity (GWh) | 0
Pure Pump Storage (closed loop, no natural inflows) - Total turbining capacity (MW) | 0
Pure Pump Storage (closed loop, no natural inflows) - Total pumping capacity (MW) | 0
Run of River - Total turbining capacity (MW) | 508.3
Pondage - Total reservoir capacity (GWh) | 3.7
Pondage - Total turbining capacity (MW) | 279.8
Reservoir - Total reservoir capacity (GWh) | 1078.4
Reservoir - Total turbining capacity (MW) | 3135.5
Pump Storage (open loop, with natural inflows) - Total reservoir capacity (GWh) | 2229.2
Pump Storage (open loop, with natural inflows) - Total turbining capacity (MW) | 4469.4
Pump Storage (open loop, with natural inflows) - Total pumping capacity (MW) | -3837
Pure Pump Storage (closed loop, no natural inflows) - Total reservoir capacity (GWh) | 0
Pure Pump Storage (closed loop, no natural inflows) - Total turbining capacity (MW) | 0
Pure Pump Storage (closed loop, no natural inflows) - Total pumping capacity (MW) | 0
Generator - Run of River (MW) - ES_water | 508.3
Links - Capacidad Pump (MW) | 3837
Links - Capacidad Turbina (MW) | 3135.5
Store - Reservoir - p_nom (MWh) | 1078400
Store - Reservoir - e_nom (MWh) | ?

## Other RES
ENTSO-E Market Modelling Database: Other RES
Country: |  | Installed capacity excl. clim.dependent bands (MW): | 1607
Market Node: | PT00
Year:
Scenario:
Installed capacity excl. clim.dependent bands (MW): | 1607 | BIOMASS p_nom |  | Small Biomass | Geothermal | Marine | Waste | Not Defined / Splitting not known
N.B. use convention first January always Monday (2007 calendar year) --> see guidelines for further details |  |  | Installed capacity (MW): | 1343.1 | 0 | 201 | 62.9 | 0
Date | Hour | TOTAL Other RES Output (MW) (excl. climate dependent bands) |  | Output (MW) | Output (MW) | Output (MW) | Output (MW) | Output (MW)
01.01. | 1 | 863.9416 |  | 746.3467 | 0 | 65.325 | 52.2699 | 0
01.01. | 2 | 857.8517 |  | 742.3174 | 0 | 63.516 | 52.0183 | 0
01.01. | 3 | 856.538 |  | 741.9841 | 0 | 62.913 | 51.6409 | 0
01.01. | 4 | 866.2793 |  | 741.6508 | 0 | 73.365 | 51.2635 | 0
01.01. | 5 | 871.2844 |  | 738.1264 | 0 | 82.209 | 50.949 | 0
01.01. | 6 | 890.9217 |  | 739.7489 | 0 | 100.098 | 51.0748 | 0
01.01. | 7 | 907.6537 |  | 739.0185 | 0 | 117.183 | 51.4522 | 0
01.01. | 8 | 914.1442 |  | 735.7735 | 0 | 127.233 | 51.1377 | 0
01.01. | 9 | 911.7429 |  | 736.2245 | 0 | 124.821 | 50.6974 | 0
01.01. | 10 | 911.5914 |  | 734.2148 | 0 | 127.434 | 49.9426 | 0
01.01. | 11 | 918.2702 |  | 733.205 | 0 | 134.871 | 50.1942 | 0
01.01. | 12 | 914.4323 |  | 728.3375 | 0 | 136.278 | 49.8168 | 0
01.01. | 13 | 916.059 |  | 728.8963 | 0 | 137.283 | 49.8797 | 0
01.01. | 14 | 911.992 |  | 726.9405 | 0 | 135.675 | 49.3765 | 0
01.01. | 15 | 906.768 |  | 724.2543 | 0 | 133.263 | 49.2507 | 0
01.01. | 16 | 900.3452 |  | 727.3277 | 0 | 123.012 | 50.0055 | 0
01.01. | 17 | 889.6233 |  | 724.5337 | 0 | 115.776 | 49.3136 | 0
01.01. | 18 | 875.7407 |  | 718.2153 | 0 | 109.344 | 48.1814 | 0
01.01. | 19 | 870.7411 |  | 713.7449 | 0 | 109.947 | 47.0492 | 0
01.01. | 20 | 871.0585 |  | 717.2154 | 0 | 106.731 | 47.1121 | 0
01.01. | 21 | 872.118 |  | 719.3428 | 0 | 105.726 | 47.0492 | 0
01.01. | 22 | 872.9588 |  | 719.5683 | 0 | 106.53 | 46.8605 | 0
01.01. | 23 | 880.5841 |  | 721.8035 | 0 | 111.354 | 47.4266 | 0
01.01. | 24 | 890.7293 |  | 728.6807 | 0 | 113.364 | 48.6846 | 0
02.01. | 1 | 891.7965 |  | 725.6513 | 0 | 116.58 | 49.5652 | 0
02.01. | 2 | 890.9696 |  | 726.1562 | 0 | 115.374 | 49.4394 | 0
02.01. | 3 | 889.7648 |  | 729.1218 | 0 | 110.952 | 49.691 | 0
02.01. | 4 | 883.247 |  | 729.6267 | 0 | 104.118 | 49.5023 | 0
02.01. | 5 | 873.6085 |  | 727.1121 | 0 | 97.686 | 48.8104 | 0
02.01. | 6 | 868.929 |  | 727.6709 | 0 | 92.259 | 48.9991 | 0
02.01. | 7 | 886.8132 |  | 738.6951 | 0 | 98.49 | 49.6281 | 0
02.01. | 8 | 959.1237 |  | 804.5367 | 0 | 105.525 | 49.062 | 0
02.01. | 9 | 975.0203 |  | 815.1198 | 0 | 111.153 | 48.7475 | 0
02.01. | 10 | 987.6355 |  | 818.8158 | 0 | 120.198 | 48.6217 | 0
02.01. | 11 | 988.9089 |  | 823.0167 | 0 | 117.585 | 48.3072 | 0
02.01. | 12 | 984.8105 |  | 822.7373 | 0 | 113.766 | 48.3072 | 0
02.01. | 13 | 987.8464 |  | 824.9186 | 0 | 114.369 | 48.5588 | 0
02.01. | 14 | 987.1252 |  | 828.443 | 0 | 109.746 | 48.9362 | 0
02.01. | 15 | 974.2488 |  | 825.0902 | 0 | 101.103 | 48.0556 | 0
02.01. | 16 | 966.4215 |  | 824.1981 | 0 | 94.671 | 47.5524 | 0
02.01. | 17 | 965.4359 |  | 827.7863 | 0 | 90.852 | 46.7976 | 0
02.01. | 18 | 969.3138 |  | 833.1587 | 0 | 89.043 | 47.1121 | 0
02.01. | 19 | 973.9599 |  | 836.9625 | 0 | 89.445 | 47.5524 | 0
02.01. | 20 | 982.1611 |  | 840.7663 | 0 | 93.465 | 47.9298 | 0
02.01. | 21 | 986.3843 |  | 842.3888 | 0 | 95.877 | 48.1185 | 0
02.01. | 22 | 981.6091 |  | 837.3497 | 0 | 96.078 | 48.1814 | 0
02.01. | 23 | 982.877 |  | 838.6928 | 0 | 95.877 | 48.3072 | 0
02.01. | 24 | 974.9192 |  | 829.2911 | 0 | 97.887 | 47.7411 | 0
03.01. | 1 | 895.1099 |  | 742.5726 | 0 | 104.922 | 47.6153 | 0
03.01. | 2 | 888.4093 |  | 734.063 | 0 | 106.731 | 47.6153 | 0
03.01. | 3 | 887.5488 |  | 734.6218 | 0 | 105.123 | 47.804 | 0
03.01. | 4 | 878.9384 |  | 735.911 | 0 | 95.475 | 47.5524 | 0
03.01. | 5 | 864.8204 |  | 735.2983 | 0 | 82.41 | 47.1121 | 0
03.01. | 6 | 859.7466 |  | 740.3374 | 0 | 72.36 | 47.0492 | 0
03.01. | 7 | 855.1532 |  | 745.6559 | 0 | 62.511 | 46.9863 | 0
03.01. | 8 | 922.664 |  | 818.2669 | 0 | 57.285 | 47.1121 | 0
03.01. | 9 | 934.7655 |  | 827.002 | 0 | 60.903 | 46.8605 | 0
03.01. | 10 | 945.3719 |  | 833.6636 | 0 | 64.722 | 46.9863 | 0
03.01. | 11 | 949.0357 |  | 832.6538 | 0 | 69.144 | 47.2379 | 0
03.01. | 12 | 946.3879 |  | 829.7421 | 0 | 69.345 | 47.3008 | 0
03.01. | 13 | 944.3702 |  | 825.2618 | 0 | 71.556 | 47.5524 | 0
03.01. | 14 | 945.0046 |  | 823.5854 | 0 | 74.37 | 47.0492 | 0
03.01. | 15 | 937.2176 |  | 818.8257 | 0 | 71.154 | 47.2379 | 0
03.01. | 16 | 940.5383 |  | 823.1883 | 0 | 69.546 | 47.804 | 0
03.01. | 17 | 955.1269 |  | 830.9675 | 0 | 75.978 | 48.1814 | 0
03.01. | 18 | 963.3788 |  | 835.7272 | 0 | 79.596 | 48.0556 | 0
03.01. | 19 | 971.0048 |  | 840.9918 | 0 | 82.209 | 47.804 | 0
03.01. | 20 | 969.5946 |  | 840.7124 | 0 | 81.204 | 47.6782 | 0
03.01. | 21 | 968.6356 |  | 844.0113 | 0 | 76.38 | 48.2443 | 0
03.01. | 22 | 956.913 |  | 831.4724 | 0 | 77.385 | 48.0556 | 0
03.01. | 23 | 951.1527 |  | 829.9577 | 0 | 72.762 | 48.433 | 0
03.01. | 24 | 945.8513 |  | 825.649 | 0 | 71.958 | 48.2443 | 0
04.01. | 1 | 856.405 |  | 735.009 | 0 | 72.963 | 48.433 | 0
04.01. | 2 | 849.182 |  | 728.4013 | 0 | 72.159 | 48.6217 | 0
04.01. | 3 | 845.5379 |  | 728.6268 | 0 | 68.541 | 48.3701 | 0
04.01. | 4 | 846.0364 |  | 728.5729 | 0 | 69.345 | 48.1185 | 0
04.01. | 5 | 848.3176 |  | 724.4358 | 0 | 76.581 | 47.3008 | 0
04.01. | 6 | 868.9362 |  | 732.215 | 0 | 89.043 | 47.6782 | 0
04.01. | 7 | 871.8415 |  | 734.5679 | 0 | 89.847 | 47.4266 | 0
04.01. | 8 | 923.8367 |  | 781.4246 | 0 | 94.671 | 47.7411 | 0
04.01. | 9 | 937.7723 |  | 791.2773 | 0 | 98.691 | 47.804 | 0
04.01. | 10 | 962.725 |  | 810.9288 | 0 | 104.118 | 47.6782 | 0
04.01. | 11 | 963.2511 |  | 818.8796 | 0 | 96.882 | 47.4895 | 0
04.01. | 12 | 965.0886 |  | 824.5853 | 0 | 92.259 | 48.2443 | 0
04.01. | 13 | 966.777 |  | 822.1785 | 0 | 96.48 | 48.1185 | 0
04.01. | 14 | 942.8092 |  | 794.6939 | 0 | 100.5 | 47.6153 | 0
04.01. | 15 | 938.8987 |  | 788.0323 | 0 | 103.314 | 47.5524 | 0
04.01. | 16 | 948.5992 |  | 792.8459 | 0 | 108.138 | 47.6153 | 0
04.01. | 17 | 956.8762 |  | 798.7232 | 0 | 110.349 | 47.804 | 0
04.01. | 18 | 967.4077 |  | 810.6494 | 0 | 109.143 | 47.6153 | 0
04.01. | 19 | 981.1744 |  | 821.8551 | 0 | 112.962 | 46.3573 | 0
04.01. | 20 | 996.3498 |  | 835.9626 | 0 | 113.967 | 46.4202 | 0
04.01. | 21 | 1002.0825 |  | 840.3252 | 0 | 114.771 | 46.9863 | 0
04.01. | 22 | 998.5153 |  | 832.5999 | 0 | 118.992 | 46.9234 | 0
04.01. | 23 | 973.246 |  | 803.8261 | 0 | 122.811 | 46.6089 | 0
04.01. | 24 | 973.5492 |  | 801.3016 | 0 | 124.821 | 47.4266 | 0
05.01. | 1 | 930.6831 |  | 752.2537 | 0 | 130.248 | 48.1814 | 0
05.01. | 2 | 928.1423 |  | 745.4304 | 0 | 135.474 | 47.2379 | 0
05.01. | 3 | 933.5233 |  | 742.1315 | 0 | 144.72 | 46.6718 | 0
05.01. | 4 | 941.2039 |  | 740.8423 | 0 | 153.564 | 46.7976 | 0
05.01. | 5 | 945.7853 |  | 740.7884 | 0 | 158.388 | 46.6089 | 0
05.01. | 6 | 932.5005 |  | 736.8768 | 0 | 150.147 | 45.4767 | 0
05.01. | 7 | 923.0686 |  | 740.5728 | 0 | 137.082 | 45.4138 | 0
05.01. | 8 | 898.9272 |  | 749.3079 | 0 | 104.52 | 45.0993 | 0
05.01. | 9 | 872.6842 |  | 750.4255 | 0 | 76.782 | 45.4767 | 0
05.01. | 10 | 872.4773 |  | 771.474 | 0 | 55.275 | 45.7283 | 0
05.01. | 11 | 876.9388 |  | 782.8953 | 0 | 48.441 | 45.6025 | 0
05.01. | 12 | 893.8014 |  | 781.9933 | 0 | 65.325 | 46.4831 | 0
05.01. | 13 | 896.4861 |  | 776.4493 | 0 | 73.365 | 46.6718 | 0
05.01. | 14 | 870.7725 |  | 744.5922 | 0 | 79.194 | 46.9863 | 0
05.01. | 15 | 879.36 |  | 743.8079 | 0 | 88.44 | 47.1121 | 0
05.01. | 16 | 885.9793 |  | 747.3862 | 0 | 90.852 | 47.7411 | 0
05.01. | 17 | 881.7921 |  | 751.641 | 0 | 82.41 | 47.7411 | 0
05.01. | 18 | 889.2046 |  | 763.4495 | 0 | 77.385 | 48.3701 | 0
05.01. | 19 | 907.5691 |  | 783.4343 | 0 | 75.576 | 48.5588 | 0
05.01. | 20 | 923.3244 |  | 793.738 | 0 | 81.405 | 48.1814 | 0
05.01. | 21 | 912.4254 |  | 789.096 | 0 | 75.777 | 47.5524 | 0
05.01. | 22 | 912.0665 |  | 786.5275 | 0 | 78.993 | 46.546 | 0
05.01. | 23 | 897.7593 |  | 766.7044 | 0 | 83.817 | 47.2379 | 0
05.01. | 24 | 896.0008 |  | 764.5671 | 0 | 82.812 | 48.6217 | 0
06.01. | 1 | 875.7178 |  | 751.2439 | 0 | 75.978 | 48.4959 | 0
06.01. | 2 | 867.949 |  | 747.1068 | 0 | 73.164 | 47.6782 | 0
06.01. | 3 | 865.538 |  | 745.7637 | 0 | 72.159 | 47.6153 | 0
06.01. | 4 | 873.5402 |  | 746.8813 | 0 | 78.792 | 47.8669 | 0
06.01. | 5 | 868.8839 |  | 741.3472 | 0 | 80.802 | 46.7347 | 0
06.01. | 6 | 869.7215 |  | 741.2933 | 0 | 82.008 | 46.4202 | 0
06.01. | 7 | 889.2634 |  | 754.6165 | 0 | 88.038 | 46.6089 | 0
06.01. | 8 | 932.2555 |  | 795.9391 | 0 | 90.651 | 45.6654 | 0
06.01. | 9 | 945.1632 |  | 806.2967 | 0 | 93.264 | 45.6025 | 0
06.01. | 10 | 947.8341 |  | 813.0122 | 0 | 88.842 | 45.9799 | 0
06.01. | 11 | 945.1517 |  | 811.4975 | 0 | 87.234 | 46.4202 | 0
06.01. | 12 | 943.7109 |  | 807.2427 | 0 | 90.048 | 46.4202 | 0
06.01. | 13 | 951.823 |  | 810.3161 | 0 | 94.269 | 47.2379 | 0
06.01. | 14 | 966.6375 |  | 814.9042 | 0 | 104.118 | 47.6153 | 0
06.01. | 15 | 980.2112 |  | 816.5806 | 0 | 115.575 | 48.0556 | 0
06.01. | 16 | 982.8953 |  | 820.9971 | 0 | 112.962 | 48.9362 | 0
06.01. | 17 | 984.4545 |  | 826.0362 | 0 | 109.545 | 48.8733 | 0
06.01. | 18 | 998.8334 |  | 830.6782 | 0 | 118.59 | 49.5652 | 0
06.01. | 19 | 1006.6336 |  | 833.1389 | 0 | 123.615 | 49.8797 | 0
06.01. | 20 | 1004.8592 |  | 831.7419 | 0 | 123.615 | 49.5023 | 0
06.01. | 21 | 1004.706 |  | 828.0459 | 0 | 127.032 | 49.6281 | 0
06.01. | 22 | 999.1527 |  | 818.4726 | 0 | 131.052 | 49.6281 | 0
06.01. | 23 | 984.979 |  | 812.7669 | 0 | 123.213 | 48.9991 | 0
06.01. | 24 | 972.0476 |  | 808.566 | 0 | 114.168 | 49.3136 | 0
07.01. | 1 | 919.8992 |  | 758.0133 | 0 | 112.761 | 49.1249 | 0
07.01. | 2 | 922.799 |  | 757.5084 | 0 | 115.977 | 49.3136 | 0
07.01. | 3 | 926.0369 |  | 758.3466 | 0 | 118.188 | 49.5023 | 0
07.01. | 4 | 932.1741 |  | 758.7437 | 0 | 124.62 | 48.8104 | 0
07.01. | 5 | 932.147 |  | 760.3123 | 0 | 123.213 | 48.6217 | 0
07.01. | 6 | 934.0157 |  | 760.0329 | 0 | 125.424 | 48.5588 | 0
07.01. | 7 | 943.6726 |  | 767.4788 | 0 | 127.635 | 48.5588 | 0
07.01. | 8 | 1016.3704 |  | 838.2418 | 0 | 129.444 | 48.6846 | 0
07.01. | 9 | 1031.7846 |  | 851.2317 | 0 | 132.057 | 48.4959 | 0
07.01. | 10 | 1038.0832 |  | 859.7413 | 0 | 129.846 | 48.4959 | 0
07.01. | 11 | 1033.3888 |  | 860.9128 | 0 | 123.414 | 49.062 | 0
07.01. | 12 | 1024.3229 |  | 858.7315 | 0 | 116.781 | 48.8104 | 0
07.01. | 13 | 1017.3566 |  | 857.2168 | 0 | 110.952 | 49.1878 | 0
07.01. | 14 | 1014.6869 |  | 853.4669 | 0 | 112.158 | 49.062 | 0
07.01. | 15 | 1004.4173 |  | 844.2269 | 0 | 110.751 | 49.4394 | 0
07.01. | 16 | 998.851 |  | 841.2613 | 0 | 108.339 | 49.2507 | 0
07.01. | 17 | 1003.0269 |  | 846.516 | 0 | 106.128 | 50.3829 | 0
07.01. | 18 | 1006.4063 |  | 851.9423 | 0 | 103.515 | 50.949 | 0
07.01. | 19 | 1007.8003 |  | 858.55 | 0 | 98.49 | 50.7603 | 0
07.01. | 20 | 1012.4521 |  | 869.5203 | 0 | 91.857 | 51.0748 | 0
07.01. | 21 | 1021.4983 |  | 872.4859 | 0 | 97.686 | 51.3264 | 0
07.01. | 22 | 1023.1551 |  | 867.4468 | 0 | 104.319 | 51.3893 | 0
07.01. | 23 | 1026.3007 |  | 867.2752 | 0 | 107.133 | 51.8925 | 0
07.01. | 24 | 1026.042 |  | 864.8684 | 0 | 109.344 | 51.8296 | 0
08.01. | 1 | 921.3107 |  | 775.4637 | 0 | 94.269 | 51.578 | 0
08.01. | 2 | 899.3321 |  | 769.6403 | 0 | 77.988 | 51.7038 | 0
08.01. | 3 | 896.945 |  | 766.4492 | 0 | 78.792 | 51.7038 | 0
08.01. | 4 | 880.2966 |  | 765.0522 | 0 | 63.918 | 51.3264 | 0
08.01. | 5 | 867.6443 |  | 765.5032 | 0 | 51.255 | 50.8861 | 0
08.01. | 6 | 867.1635 |  | 756.6064 | 0 | 60.3 | 50.2571 | 0
08.01. | 7 | 883.6411 |  | 753.3614 | 0 | 80.4 | 49.8797 | 0
08.01. | 8 | 940.0492 |  | 820.9872 | 0 | 68.742 | 50.32 | 0
08.01. | 9 | 931.6999 |  | 830.6144 | 0 | 50.451 | 50.6345 | 0
08.01. | 10 | 925.5865 |  | 837.0505 | 0 | 37.587 | 50.949 | 0
08.01. | 11 | 920.0284 |  | 838.5014 | 0 | 29.949 | 51.578 | 0
08.01. | 12 | 908.5214 |  | 840.5749 | 0 | 16.683 | 51.2635 | 0
08.01. | 13 | 892.8949 |  | 835.879 | 0 | 6.633 | 50.3829 | 0
08.01. | 14 | 882.2273 |  | 830.9037 | 0 | 2.01 | 49.3136 | 0
08.01. | 15 | 876.9899 |  | 826.2078 | 0 | 2.412 | 48.3701 | 0
08.01. | 16 | 875.6297 |  | 823.8549 | 0 | 3.216 | 48.5588 | 0
08.01. | 17 | 877.2954 |  | 826.2617 | 0 | 2.412 | 48.6217 | 0
08.01. | 18 | 885.2067 |  | 833.6438 | 0 | 1.809 | 49.7539 | 0
08.01. | 19 | 893.9327 |  | 841.4769 | 0 | 2.01 | 50.4458 | 0
08.01. | 20 | 902.7936 |  | 849.0306 | 0 | 2.814 | 50.949 | 0
08.01. | 21 | 908.4238 |  | 850.6531 | 0 | 6.633 | 51.1377 | 0
08.01. | 22 | 910.1035 |  | 845.1091 | 0 | 13.668 | 51.3264 | 0
08.01. | 23 | 914.4275 |  | 836.9328 | 0 | 25.728 | 51.7667 | 0
08.01. | 24 | 924.6564 |  | 831.7859 | 0 | 41.607 | 51.2635 | 0
09.01. | 1 | 865.0585 |  | 755.2534 | 0 | 58.29 | 51.5151 | 0
09.01. | 2 | 879.2609 |  | 748.0869 | 0 | 79.596 | 51.578 | 0
09.01. | 3 | 892.0346 |  | 744.3909 | 0 | 95.877 | 51.7667 | 0
09.01. | 4 | 904.7921 |  | 747.0232 | 0 | 106.128 | 51.6409 | 0
09.01. | 5 | 900.2594 |  | 750.7192 | 0 | 98.088 | 51.4522 | 0
09.01. | 6 | 899.7497 |  | 750.3859 | 0 | 98.289 | 51.0748 | 0
09.01. | 7 | 926.5167 |  | 758.9494 | 0 | 116.178 | 51.3893 | 0
09.01. | 8 | 1000.0583 |  | 825.9086 | 0 | 123.012 | 51.1377 | 0
09.01. | 9 | 1018.8647 |  | 833.4084 | 0 | 134.067 | 51.3893 | 0
09.01. | 10 | 1027.1276 |  | 834.2466 | 0 | 141.303 | 51.578 | 0
09.01. | 11 | 1027.9326 |  | 832.9035 | 0 | 143.514 | 51.5151 | 0
09.01. | 12 | 1028.2403 |  | 834.5799 | 0 | 141.705 | 51.9554 | 0
09.01. | 13 | 1025.2755 |  | 836.8151 | 0 | 135.876 | 52.5844 | 0
09.01. | 14 | 1013.7422 |  | 834.8054 | 0 | 127.233 | 51.7038 | 0
09.01. | 15 | 994.8178 |  | 835.1387 | 0 | 107.535 | 52.1441 | 0
09.01. | 16 | 973.5148 |  | 831.1094 | 0 | 90.45 | 51.9554 | 0
09.01. | 17 | 968.3174 |  | 837.771 | 0 | 78.591 | 51.9554 | 0
09.01. | 18 | 969.8422 |  | 848.5158 | 0 | 68.742 | 52.5844 | 0
09.01. | 19 | 970.9061 |  | 853.8882 | 0 | 64.119 | 52.8989 | 0
09.01. | 20 | 967.5458 |  | 857.6381 | 0 | 56.883 | 53.0247 | 0
09.01. | 21 | 954.5721 |  | 859.991 | 0 | 41.808 | 52.7731 | 0
09.01. | 22 | 946.6513 |  | 855.1235 | 0 | 39.195 | 52.3328 | 0
09.01. | 23 | 948.7248 |  | 845.163 | 0 | 51.858 | 51.7038 | 0
09.01. | 24 | 957.5589 |  | 839.0602 | 0 | 66.732 | 51.7667 | 0
10.01. | 1 | 877.7478 |  | 759.3366 | 0 | 66.33 | 52.0812 | 0
10.01. | 2 | 865.9722 |  | 752.9005 | 0 | 61.305 | 51.7667 | 0
10.01. | 3 | 872.2261 |  | 752.3956 | 0 | 67.938 | 51.8925 | 0
10.01. | 4 | 893.0714 |  | 751.3319 | 0 | 89.847 | 51.8925 | 0
10.01. | 5 | 896.3849 |  | 749.9349 | 0 | 94.872 | 51.578 | 0
10.01. | 6 | 895.4147 |  | 752.8466 | 0 | 91.053 | 51.5151 | 0
10.01. | 7 | 919.3702 |  | 768.2972 | 0 | 99.495 | 51.578 | 0
10.01. | 8 | 1020.0039 |  | 851.7707 | 0 | 116.781 | 51.4522 | 0
10.01. | 9 | 1047.3271 |  | 862.6871 | 0 | 133.062 | 51.578 | 0
10.01. | 10 | 1062.325 |  | 866.3292 | 0 | 144.921 | 51.0748 | 0
10.01. | 11 | 1074.9273 |  | 867.9517 | 0 | 155.775 | 51.2006 | 0
10.01. | 12 | 1084.8611 |  | 868.7899 | 0 | 164.619 | 51.4522 | 0
10.01. | 13 | 1087.8903 |  | 865.1478 | 0 | 170.85 | 51.8925 | 0
10.01. | 14 | 1079.7685 |  | 860.2803 | 0 | 168.036 | 51.4522 | 0
10.01. | 15 | 1091.6297 |  | 861.9028 | 0 | 178.086 | 51.6409 | 0
10.01. | 16 | 1091.1414 |  | 863.687 | 0 | 174.87 | 52.5844 | 0
10.01. | 17 | 1091.9804 |  | 870.9074 | 0 | 168.237 | 52.836 | 0
10.01. | 18 | 1080.7124 |  | 876.172 | 0 | 151.956 | 52.5844 | 0
10.01. | 19 | 1079.1937 |  | 881.2111 | 0 | 145.524 | 52.4586 | 0
10.01. | 20 | 1079.0536 |  | 883.8973 | 0 | 142.509 | 52.6473 | 0
10.01. | 21 | 1062.472 |  | 864.138 | 0 | 146.127 | 52.207 | 0
10.01. | 22 | 1069.3876 |  | 864.6968 | 0 | 152.358 | 52.3328 | 0
10.01. | 23 | 1081.7769 |  | 871.5839 | 0 | 157.986 | 52.207 | 0
10.01. | 24 | 1080.9025 |  | 871.4123 | 0 | 156.78 | 52.7102 | 0
11.01. | 1 | 997.722 |  | 783.684 | 0 | 161.202 | 52.836 | 0
11.01. | 2 | 994.8545 |  | 780.2135 | 0 | 161.805 | 52.836 | 0
11.01. | 3 | 988.481 |  | 776.9685 | 0 | 158.991 | 52.5215 | 0
11.01. | 4 | 991.1149 |  | 779.1498 | 0 | 159.192 | 52.7731 | 0
11.01. | 5 | 986.0101 |  | 771.5961 | 0 | 162.207 | 52.207 | 0
11.01. | 6 | 977.3649 |  | 769.9736 | 0 | 155.373 | 52.0183 | 0
11.01. | 7 | 982.4227 |  | 775.5715 | 0 | 154.77 | 52.0812 | 0
11.01. | 8 | 1031.0964 |  | 823.7174 | 0 | 155.172 | 52.207 | 0
11.01. | 9 | 1034.6146 |  | 832.1731 | 0 | 150.549 | 51.8925 | 0
11.01. | 10 | 1041.8666 |  | 854.0598 | 0 | 135.474 | 52.3328 | 0
11.01. | 11 | 1037.8557 |  | 865.8144 | 0 | 119.394 | 52.6473 | 0
11.01. | 12 | 1043.1265 |  | 866.1477 | 0 | 124.017 | 52.9618 | 0
11.01. | 13 | 1041.7344 |  | 865.535 | 0 | 123.615 | 52.5844 | 0
11.01. | 14 | 998.7706 |  | 835.2465 | 0 | 110.751 | 52.7731 | 0
11.01. | 15 | 977.059 |  | 826.3497 | 0 | 98.691 | 52.0183 | 0
11.01. | 16 | 971.5168 |  | 825.8448 | 0 | 93.465 | 52.207 | 0
11.01. | 17 | 952.5979 |  | 829.0359 | 0 | 71.355 | 52.207 | 0
11.01. | 18 | 951.0249 |  | 836.2563 | 0 | 62.31 | 52.4586 | 0
11.01. | 19 | 966.8035 |  | 854.6725 | 0 | 59.295 | 52.836 | 0
11.01. | 20 | 969.2309 |  | 863.6331 | 0 | 53.265 | 52.3328 | 0
11.01. | 21 | 962.7163 |  | 864.4174 | 0 | 46.029 | 52.2699 | 0
11.01. | 22 | 952.775 |  | 863.4076 | 0 | 36.783 | 52.5844 | 0
11.01. | 23 | 913.0855 |  | 825.5654 | 0 | 35.376 | 52.1441 | 0
11.01. | 24 | 898.3093 |  | 819.7959 | 0 | 25.929 | 52.5844 | 0
12.01. | 1 | 836.7485 |  | 767.8462 | 0 | 16.884 | 52.0183 | 0
12.01. | 2 | 827.1841 |  | 765.7188 | 0 | 9.447 | 52.0183 | 0
12.01. | 3 | 816.0147 |  | 759.5621 | 0 | 4.623 | 51.8296 | 0
12.01. | 4 | 810.9176 |  | 756.4887 | 0 | 3.417 | 51.0119 | 0
12.01. | 5 | 812.1072 |  | 758.5083 | 0 | 3.216 | 50.3829 | 0
12.01. | 6 | 806.4449 |  | 754.3173 | 0 | 2.814 | 49.3136 | 0
12.01. | 7 | 812.3786 |  | 758.6799 | 0 | 3.819 | 49.8797 | 0
12.01. | 8 | 825.2256 |  | 770.66 | 0 | 4.623 | 49.9426 | 0
12.01. | 9 | 834.9305 |  | 778.7186 | 0 | 5.829 | 50.3829 | 0
12.01. | 10 | 855.2863 |  | 798.1446 | 0 | 6.633 | 50.5087 | 0
12.01. | 11 | 863.9686 |  | 805.2572 | 0 | 8.643 | 50.0684 | 0
12.01. | 12 | 866.1763 |  | 804.0219 | 0 | 11.457 | 50.6974 | 0
12.01. | 13 | 863.9534 |  | 800.6053 | 0 | 12.462 | 50.8861 | 0
12.01. | 14 | 834.2141 |  | 771.2188 | 0 | 12.864 | 50.1313 | 0
12.01. | 15 | 832.2365 |  | 768.1993 | 0 | 14.472 | 49.5652 | 0
12.01. | 16 | 840.62 |  | 771.4443 | 0 | 19.296 | 49.8797 | 0
12.01. | 17 | 857.9315 |  | 781.1793 | 0 | 25.929 | 50.8232 | 0
12.01. | 18 | 875.3558 |  | 785.488 | 0 | 38.793 | 51.0748 | 0
12.01. | 19 | 905.4641 |  | 804.9679 | 0 | 49.044 | 51.4522 | 0
12.01. | 20 | 922.7811 |  | 817.5607 | 0 | 53.265 | 51.9554 | 0
12.01. | 21 | 932.3684 |  | 819.1832 | 0 | 61.104 | 52.0812 | 0
12.01. | 22 | 942.3074 |  | 817.6146 | 0 | 72.36 | 52.3328 | 0
12.01. | 23 | 929.8262 |  | 795.4485 | 0 | 82.611 | 51.7667 | 0
12.01. | 24 | 944.6877 |  | 801.9924 | 0 | 90.048 | 52.6473 | 0
13.01. | 1 | 937.1102 |  | 796.0612 | 0 | 88.842 | 52.207 | 0
13.01. | 2 | 940.4088 |  | 795.2769 | 0 | 92.862 | 52.2699 | 0
13.01. | 3 | 947.2185 |  | 788.5075 | 0 | 107.133 | 51.578 | 0
13.01. | 4 | 956.1147 |  | 788.0565 | 0 | 115.977 | 52.0812 | 0
13.01. | 5 | 950.2628 |  | 788.5614 | 0 | 109.746 | 51.9554 | 0
13.01. | 6 | 935.0045 |  | 790.4633 | 0 | 92.46 | 52.0812 | 0
13.01. | 7 | 936.2226 |  | 798.1886 | 0 | 85.827 | 52.207 | 0
13.01. | 8 | 964.2023 |  | 845.0992 | 0 | 66.33 | 52.7731 | 0
13.01. | 9 | 948.5459 |  | 850.3099 | 0 | 46.029 | 52.207 | 0
13.01. | 10 | 923.4887 |  | 840.2416 | 0 | 32.361 | 50.8861 | 0
13.01. | 11 | 916.6251 |  | 834.9231 | 0 | 30.753 | 50.949 | 0
13.01. | 12 | 912.4203 |  | 828.5948 | 0 | 32.562 | 51.2635 | 0
13.01. | 13 | 930.3531 |  | 830.2712 | 0 | 48.441 | 51.6409 | 0
13.01. | 14 | 941.7576 |  | 825.4576 | 0 | 64.722 | 51.578 | 0
13.01. | 15 | 952.6432 |  | 828.0899 | 0 | 73.164 | 51.3893 | 0
13.01. | 16 | 951.7218 |  | 825.9625 | 0 | 74.37 | 51.3893 | 0
13.01. | 17 | 947.3063 |  | 827.4772 | 0 | 68.943 | 50.8861 | 0
13.01. | 18 | 944.9313 |  | 832.0114 | 0 | 61.908 | 51.0119 | 0
13.01. | 19 | 949.9314 |  | 835.2025 | 0 | 63.717 | 51.0119 | 0
13.01. | 20 | 942.7658 |  | 835.3741 | 0 | 56.883 | 50.5087 | 0
13.01. | 21 | 933.5534 |  | 835.3202 | 0 | 48.039 | 50.1942 | 0
13.01. | 22 | 930.971 |  | 839.2956 | 0 | 41.607 | 50.0684 | 0
13.01. | 23 | 925.4288 |  | 838.7907 | 0 | 36.381 | 50.2571 | 0
13.01. | 24 | 924.2404 |  | 839.7367 | 0 | 33.366 | 51.1377 | 0
14.01. | 1 | 876.2906 |  | 789.6251 | 0 | 34.773 | 51.8925 | 0
14.01. | 2 | 870.0594 |  | 785.3164 | 0 | 33.165 | 51.578 | 0
14.01. | 3 | 851.9396 |  | 775.6892 | 0 | 24.924 | 51.3264 | 0
14.01. | 4 | 854.0772 |  | 779.5469 | 0 | 22.512 | 52.0183 | 0
14.01. | 5 | 862.3771 |  | 784.9193 | 0 | 25.125 | 52.3328 | 0
14.01. | 6 | 870.2519 |  | 786.4879 | 0 | 31.557 | 52.207 | 0
14.01. | 7 | 877.461 |  | 792.3652 | 0 | 32.763 | 52.3328 | 0
14.01. | 8 | 946.3614 |  | 868.3389 | 0 | 26.13 | 51.8925 | 0
14.01. | 9 | 958.8805 |  | 880.7062 | 0 | 25.527 | 52.6473 | 0
14.01. | 10 | 965.4649 |  | 890.054 | 0 | 22.512 | 52.8989 | 0
14.01. | 11 | 962.4121 |  | 891.1716 | 0 | 18.09 | 53.1505 | 0
14.01. | 12 | 955.9095 |  | 886.6913 | 0 | 15.879 | 53.3392 | 0
14.01. | 13 | 959.8133 |  | 887.5295 | 0 | 18.693 | 53.5908 | 0
14.01. | 14 | 966.0684 |  | 889.9902 | 0 | 22.11 | 53.9682 | 0
14.01. | 15 | 967.9719 |  | 892.6225 | 0 | 21.507 | 53.8424 | 0
14.01. | 16 | 961.5287 |  | 892.2353 | 0 | 16.08 | 53.2134 | 0
14.01. | 17 | 958.4423 |  | 893.4068 | 0 | 11.256 | 53.7795 | 0
14.01. | 18 | 952.8935 |  | 888.0344 | 0 | 11.457 | 53.4021 | 0
14.01. | 19 | 960.6183 |  | 886.1864 | 0 | 20.904 | 53.5279 | 0
14.01. | 20 | 970.4902 |  | 885.6815 | 0 | 31.155 | 53.6537 | 0
14.01. | 21 | 975.4304 |  | 884.8433 | 0 | 37.185 | 53.4021 | 0
14.01. | 22 | 968.3409 |  | 882.7159 | 0 | 32.16 | 53.465 | 0
14.01. | 23 | 958.9536 |  | 882.4365 | 0 | 23.115 | 53.4021 | 0
14.01. | 24 | 955.1543 |  | 881.6522 | 0 | 20.1 | 53.4021 | 0
15.01. | 1 | 871.2558 |  | 797.7277 | 0 | 19.497 | 54.0311 | 0
15.01. | 2 | 871.5384 |  | 798.2865 | 0 | 19.095 | 54.1569 | 0
15.01. | 3 | 871.2645 |  | 800.8649 | 0 | 16.683 | 53.7166 | 0
15.01. | 4 | 867.8602 |  | 798.6297 | 0 | 16.08 | 53.1505 | 0
15.01. | 5 | 865.1288 |  | 797.8454 | 0 | 14.07 | 53.2134 | 0
15.01. | 6 | 860.222 |  | 794.321 | 0 | 13.065 | 52.836 | 0
15.01. | 7 | 859.7167 |  | 797.2327 | 0 | 9.648 | 52.836 | 0
15.01. | 8 | 925.0263 |  | 862.9566 | 0 | 9.045 | 53.0247 | 0
15.01. | 9 | 939.5293 |  | 875.5494 | 0 | 10.452 | 53.5279 | 0
15.01. | 10 | 934.3282 |  | 872.3583 | 0 | 8.442 | 53.5279 | 0
15.01. | 11 | 930.9719 |  | 870.7358 | 0 | 6.834 | 53.4021 | 0
15.01. | 12 | 941.9512 |  | 881.6522 | 0 | 6.834 | 53.465 | 0
15.01. | 13 | 943.607 |  | 877.9562 | 0 | 12.06 | 53.5908 | 0
15.01. | 14 | 932.9148 |  | 862.1624 | 0 | 16.281 | 54.4714 | 0
15.01. | 15 | 937.6821 |  | 858.4125 | 0 | 24.924 | 54.3456 | 0
15.01. | 16 | 946.8065 |  | 857.3488 | 0 | 35.175 | 54.2827 | 0
15.01. | 17 | 954.5997 |  | 858.3586 | 0 | 42.21 | 54.0311 | 0
15.01. | 18 | 963.5056 |  | 859.7017 | 0 | 49.647 | 54.1569 | 0
15.01. | 19 | 976.0071 |  | 871.123 | 0 | 50.853 | 54.0311 | 0
15.01. | 20 | 983.9625 |  | 874.5935 | 0 | 55.275 | 54.094 | 0
15.01. | 21 | 978.404 |  | 866.2115 | 0 | 60.3 | 51.8925 | 0
15.01. | 22 | 984.08 |  | 866.8242 | 0 | 64.923 | 52.3328 | 0
15.01. | 23 | 991.6506 |  | 862.6233 | 0 | 76.38 | 52.6473 | 0
15.01. | 24 | 989.9165 |  | 857.3587 | 0 | 79.596 | 52.9618 | 0
16.01. | 1 | 913.3886 |  | 777.5273 | 0 | 83.214 | 52.6473 | 0
16.01. | 2 | 911.4003 |  | 774.0568 | 0 | 84.822 | 52.5215 | 0
16.01. | 3 | 911.0266 |  | 775.4538 | 0 | 82.611 | 52.9618 | 0
16.01. | 4 | 906.2718 |  | 772.6598 | 0 | 81.405 | 52.207 | 0
16.01. | 5 | 902.8884 |  | 772.6059 | 0 | 78.39 | 51.8925 | 0
16.01. | 6 | 896.6206 |  | 772.3804 | 0 | 72.159 | 52.0812 | 0
16.01. | 7 | 891.2401 |  | 774.4 | 0 | 65.325 | 51.5151 | 0
16.01. | 8 | 961.2425 |  | 850.256 | 0 | 59.094 | 51.8925 | 0
16.01. | 9 | 963.4997 |  | 857.8636 | 0 | 52.863 | 52.7731 | 0
16.01. | 10 | 950.6377 |  | 855.1774 | 0 | 42.813 | 52.6473 | 0
16.01. | 11 | 940.0225 |  | 854.0598 | 0 | 33.567 | 52.3957 | 0
16.01. | 12 | 943.6246 |  | 856.0156 | 0 | 34.773 | 52.836 | 0
16.01. | 13 | 951.0243 |  | 855.8539 | 0 | 43.215 | 51.9554 | 0
16.01. | 14 | 949.5228 |  | 853.2216 | 0 | 44.22 | 52.0812 | 0
16.01. | 15 | 941.7149 |  | 846.2806 | 0 | 43.416 | 52.0183 | 0
16.01. | 16 | 946.1924 |  | 847.0649 | 0 | 47.235 | 51.8925 | 0
16.01. | 17 | 960.9004 |  | 854.2853 | 0 | 54.471 | 52.1441 | 0
16.01. | 18 | 963.997 |  | 854.8441 | 0 | 56.883 | 52.2699 | 0
16.01. | 19 | 968.4603 |  | 859.2705 | 0 | 57.486 | 51.7038 | 0
16.01. | 20 | 968.3078 |  | 858.6039 | 0 | 58.692 | 51.0119 | 0
16.01. | 21 | 973.4619 |  | 859.8392 | 0 | 63.114 | 50.5087 | 0
16.01. | 22 | 987.2498 |  | 859.2166 | 0 | 76.581 | 51.4522 | 0
16.01. | 23 | 997.395 |  | 866.0938 | 0 | 78.591 | 52.7102 | 0
16.01. | 24 | 998.7316 |  | 865.9222 | 0 | 79.596 | 53.2134 | 0
17.01. | 1 | 913.1605 |  | 779.0959 | 0 | 81.606 | 52.4586 | 0
17.01. | 2 | 915.0006 |  | 772.1549 | 0 | 90.45 | 52.3957 | 0
17.01. | 3 | 935.9004 |  | 773.2186 | 0 | 110.349 | 52.3328 | 0
17.01. | 4 | 945.1683 |  | 774.0568 | 0 | 118.59 | 52.5215 | 0
17.01. | 5 | 945.1225 |  | 775.0666 | 0 | 117.786 | 52.2699 | 0
17.01. | 6 | 937.6136 |  | 776.3019 | 0 | 109.545 | 51.7667 | 0
17.01. | 7 | 938.2506 |  | 784.8654 | 0 | 101.304 | 52.0812 | 0
17.01. | 8 | 1009.169 |  | 860.9469 | 0 | 96.078 | 52.1441 | 0
17.01. | 9 | 1013.6608 |  | 871.079 | 0 | 90.249 | 52.3328 | 0
17.01. | 10 | 1005.8116 |  | 869.3487 | 0 | 84.822 | 51.6409 | 0
17.01. | 11 | 999.5533 |  | 866.6086 | 0 | 81.807 | 51.1377 | 0
17.01. | 12 | 993.4877 |  | 869.3487 | 0 | 72.561 | 51.578 | 0
17.01. | 13 | 979.2169 |  | 873.6574 | 0 | 53.667 | 51.8925 | 0
17.01. | 14 | 964.4034 |  | 867.7262 | 0 | 45.225 | 51.4522 | 0
17.01. | 15 | 955.395 |  | 863.643 | 0 | 40.803 | 50.949 | 0
17.01. | 16 | 957.4856 |  | 865.5449 | 0 | 40.803 | 51.1377 | 0
17.01. | 17 | 957.8301 |  | 867.4468 | 0 | 38.994 | 51.3893 | 0
17.01. | 18 | 955.6978 |  | 862.1382 | 0 | 43.617 | 49.9426 | 0
17.01. | 19 | 970.8536 |  | 868.3488 | 0 | 52.059 | 50.4458 | 0
17.01. | 20 | 978.8373 |  | 873.2163 | 0 | 54.672 | 50.949 | 0
17.01. | 21 | 973.6815 |  | 869.0792 | 0 | 54.471 | 50.1313 | 0
17.01. | 22 | 962.7328 |  | 862.1382 | 0 | 50.652 | 49.9426 | 0
17.01. | 23 | 955.1565 |  | 859.1726 | 0 | 46.23 | 49.7539 | 0
17.01. | 24 | 953.0771 |  | 857.6579 | 0 | 45.225 | 50.1942 | 0
18.01. | 1 | 866.4808 |  | 772.8952 | 0 | 43.014 | 50.5716 | 0
18.01. | 2 | 861.6459 |  | 768.1355 | 0 | 42.813 | 50.6974 | 0
18.01. | 3 | 862.3924 |  | 770.0374 | 0 | 41.406 | 50.949 | 0
18.01. | 4 | 858.1985 |  | 768.4688 | 0 | 38.592 | 51.1377 | 0
18.01. | 5 | 852.1631 |  | 766.5669 | 0 | 34.773 | 50.8232 | 0
18.01. | 6 | 845.0366 |  | 759.9053 | 0 | 34.371 | 50.7603 | 0
18.01. | 7 | 845.4754 |  | 760.1308 | 0 | 34.773 | 50.5716 | 0
18.01. | 8 | 896.2865 |  | 807.8257 | 0 | 37.386 | 51.0748 | 0
18.01. | 9 | 901.3291 |  | 818.4088 | 0 | 32.16 | 50.7603 | 0
18.01. | 10 | 913.3245 |  | 838.3936 | 0 | 23.919 | 51.0119 | 0
18.01. | 11 | 916.0618 |  | 850.6531 | 0 | 14.271 | 51.1377 | 0
18.01. | 12 | 910.4109 |  | 851.158 | 0 | 8.241 | 51.0119 | 0
18.01. | 13 | 899.8097 |  | 842.0896 | 0 | 6.834 | 50.8861 | 0
18.01. | 14 | 879.9539 |  | 821.2028 | 0 | 7.236 | 51.5151 | 0
18.01. | 15 | 881.3261 |  | 818.2911 | 0 | 11.457 | 51.578 | 0
18.01. | 16 | 888.6598 |  | 821.2028 | 0 | 15.879 | 51.578 | 0
18.01. | 17 | 902.5246 |  | 822.2665 | 0 | 28.743 | 51.5151 | 0
18.01. | 18 | 919.8357 |  | 823.3841 | 0 | 44.622 | 51.8296 | 0
18.01. | 19 | 948.5485 |  | 837.6632 | 0 | 59.496 | 51.3893 | 0
18.01. | 20 | 968.6208 |  | 849.1923 | 0 | 67.536 | 51.8925 | 0
18.01. | 21 | 972.2147 |  | 846.7316 | 0 | 73.968 | 51.5151 | 0
18.01. | 22 | 981.8159 |  | 849.0845 | 0 | 81.405 | 51.3264 | 0
18.01. | 23 | 964.2557 |  | 824.7272 | 0 | 87.636 | 51.8925 | 0
18.01. | 24 | 957.3887 |  | 814.8206 | 0 | 91.053 | 51.5151 | 0
19.01. | 1 | 908.4366 |  | 765.0522 | 0 | 92.058 | 51.3264 | 0
19.01. | 2 | 905.1868 |  | 760.7974 | 0 | 93.063 | 51.3264 | 0
19.01. | 3 | 912.1141 |  | 760.4641 | 0 | 100.701 | 50.949 | 0
19.01. | 4 | 921.8208 |  | 761.5278 | 0 | 109.344 | 50.949 | 0
19.01. | 5 | 923.2614 |  | 761.4739 | 0 | 111.153 | 50.6345 | 0
19.01. | 6 | 921.3099 |  | 758.2289 | 0 | 112.761 | 50.32 | 0
19.01. | 7 | 920.1984 |  | 760.8612 | 0 | 109.143 | 50.1942 | 0
19.01. | 8 | 924.3676 |  | 769.9296 | 0 | 104.118 | 50.32 | 0
19.01. | 9 | 926.3997 |  | 775.0765 | 0 | 100.5 | 50.8232 | 0
19.01. | 10 | 936.7911 |  | 789.6889 | 0 | 96.279 | 50.8232 | 0
19.01. | 11 | 940.6866 |  | 805.6444 | 0 | 84.219 | 50.8232 | 0
19.01. | 12 | 925.1738 |  | 804.0758 | 0 | 70.149 | 50.949 | 0
19.01. | 13 | 907.903 |  | 799.0906 | 0 | 57.486 | 51.3264 | 0
19.01. | 14 | 877.4905 |  | 773.8412 | 0 | 52.26 | 51.3893 | 0
19.01. | 15 | 869.2001 |  | 765.9542 | 0 | 52.863 | 50.3829 | 0
19.01. | 16 | 874.4522 |  | 765.7287 | 0 | 58.089 | 50.6345 | 0
19.01. | 17 | 876.9741 |  | 767.6845 | 0 | 58.089 | 51.2006 | 0
19.01. | 18 | 891.0413 |  | 776.0225 | 0 | 63.315 | 51.7038 | 0
19.01. | 19 | 914.0644 |  | 793.2672 | 0 | 69.345 | 51.4522 | 0
19.01. | 20 | 913.2233 |  | 797.4142 | 0 | 64.923 | 50.8861 | 0
19.01. | 21 | 900.0745 |  | 795.2329 | 0 | 54.27 | 50.5716 | 0
19.01. | 22 | 892.8139 |  | 794.0515 | 0 | 47.436 | 51.3264 | 0
19.01. | 23 | 864.6492 |  | 769.0276 | 0 | 44.421 | 51.2006 | 0
19.01. | 24 | 865.6552 |  | 767.6845 | 0 | 46.833 | 51.1377 | 0
20.01. | 1 | 866.9359 |  | 758.1112 | 0 | 57.687 | 51.1377 | 0
20.01. | 2 | 875.4973 |  | 757.5524 | 0 | 66.933 | 51.0119 | 0
20.01. | 3 | 883.0361 |  | 756.0476 | 0 | 76.983 | 50.0055 | 0
20.01. | 4 | 890.0044 |  | 754.8761 | 0 | 85.626 | 49.5023 | 0
20.01. | 5 | 894.9906 |  | 757.3368 | 0 | 87.837 | 49.8168 | 0
20.01. | 6 | 891.3736 |  | 755.9937 | 0 | 85.626 | 49.7539 | 0
20.01. | 7 | 888.3337 |  | 759.1848 | 0 | 79.395 | 49.7539 | 0
20.01. | 8 | 926.0848 |  | 800.1642 | 0 | 75.978 | 49.9426 | 0
20.01. | 9 | 932.1361 |  | 810.9629 | 0 | 70.35 | 50.8232 | 0
20.01. | 10 | 935.36 |  | 819.7519 | 0 | 64.722 | 50.8861 | 0
20.01. | 11 | 927.7902 |  | 818.301 | 0 | 59.295 | 50.1942 | 0
20.01. | 12 | 916.1539 |  | 814.8305 | 0 | 51.255 | 50.0684 | 0
20.01. | 13 | 912.1829 |  | 814.1001 | 0 | 47.637 | 50.4458 | 0
20.01. | 14 | 907.9649 |  | 810.0708 | 0 | 47.637 | 50.2571 | 0
20.01. | 15 | 907.7639 |  | 810.0708 | 0 | 47.436 | 50.2571 | 0
20.01. | 16 | 912.7543 |  | 811.4678 | 0 | 50.652 | 50.6345 | 0
20.01. | 17 | 936.4349 |  | 821.2028 | 0 | 63.717 | 51.5151 | 0
20.01. | 18 | 967.245 |  | 833.5701 | 0 | 81.405 | 52.2699 | 0
20.01. | 19 | 981.215 |  | 837.7171 | 0 | 91.857 | 51.6409 | 0
20.01. | 20 | 987.3017 |  | 841.467 | 0 | 94.068 | 51.7667 | 0
20.01. | 21 | 978.2256 |  | 837.5554 | 0 | 89.847 | 50.8232 | 0
20.01. | 22 | 966.8433 |  | 827.9821 | 0 | 88.038 | 50.8232 | 0
20.01. | 23 | 960.5974 |  | 828.5948 | 0 | 80.802 | 51.2006 | 0
20.01. | 24 | 945.3627 |  | 823.3841 | 0 | 70.149 | 51.8296 | 0
21.01. | 1 | 887.7537 |  | 772.8853 | 0 | 62.913 | 51.9554 | 0
21.01. | 2 | 876.8072 |  | 767.5668 | 0 | 57.285 | 51.9554 | 0
21.01. | 3 | 874.9059 |  | 766.557 | 0 | 56.079 | 52.2699 | 0
21.01. | 4 | 862.438 |  | 755.0818 | 0 | 55.275 | 52.0812 | 0
21.01. | 5 | 860.6375 |  | 753.9103 | 0 | 55.275 | 51.4522 | 0
21.01. | 6 | 858.8034 |  | 752.7927 | 0 | 54.873 | 51.1377 | 0
21.01. | 7 | 871.8524 |  | 763.4297 | 0 | 57.285 | 51.1377 | 0
21.01. | 8 | 943.5464 |  | 837.1583 | 0 | 54.873 | 51.5151 | 0
21.01. | 9 | 949.7604 |  | 849.1384 | 0 | 49.044 | 51.578 | 0
21.01. | 10 | 945.9608 |  | 852.7266 | 0 | 42.411 | 50.8232 | 0
21.01. | 11 | 942.4654 |  | 852.4472 | 0 | 39.195 | 50.8232 | 0
21.01. | 12 | 937.4026 |  | 853.5648 | 0 | 32.763 | 51.0748 | 0
21.01. | 13 | 929.5549 |  | 850.4276 | 0 | 27.738 | 51.3893 | 0
21.01. | 14 | 926.9524 |  | 846.5699 | 0 | 29.748 | 50.6345 | 0
21.01. | 15 | 926.7283 |  | 842.7661 | 0 | 33.768 | 50.1942 | 0
21.01. | 16 | 936.933 |  | 845.0552 | 0 | 40.803 | 51.0748 | 0
21.01. | 17 | 942.4555 |  | 846.3444 | 0 | 45.225 | 50.8861 | 0
21.01. | 18 | 957.6083 |  | 856.5843 | 0 | 49.446 | 51.578 | 0
21.01. | 19 | 962.4539 |  | 861.795 | 0 | 49.647 | 51.0119 | 0
21.01. | 20 | 962.5128 |  | 867.1674 | 0 | 44.019 | 51.3264 | 0
21.01. | 21 | 959.5605 |  | 862.8587 | 0 | 45.627 | 51.0748 | 0
21.01. | 22 | 961.4245 |  | 864.9223 | 0 | 44.421 | 52.0812 | 0
21.01. | 23 | 959.761 |  | 864.138 | 0 | 43.416 | 52.207 | 0
21.01. | 24 | 964.0897 |  | 864.4713 | 0 | 47.034 | 52.5844 | 0
22.01. | 1 | 890.0781 |  | 780.3851 | 0 | 57.486 | 52.207 | 0
22.01. | 2 | 892.3431 |  | 772.9392 | 0 | 67.134 | 52.2699 | 0
22.01. | 3 | 890.5958 |  | 769.9736 | 0 | 68.541 | 52.0812 | 0
22.01. | 4 | 881.8556 |  | 765.7826 | 0 | 65.124 | 50.949 | 0
22.01. | 5 | 875.7209 |  | 761.42 | 0 | 63.918 | 50.3829 | 0
22.01. | 6 | 873.8958 |  | 759.0671 | 0 | 64.32 | 50.5087 | 0
22.01. | 7 | 874.0759 |  | 756.8858 | 0 | 66.933 | 50.2571 | 0
22.01. | 8 | 938.0884 |  | 824.5655 | 0 | 62.511 | 51.0119 | 0
22.01. | 9 | 946.9666 |  | 837.4377 | 0 | 57.888 | 51.6409 | 0
22.01. | 10 | 954.0565 |  | 848.1825 | 0 | 53.667 | 52.207 | 0
22.01. | 11 | 946.7817 |  | 850.6432 | 0 | 43.617 | 52.5215 | 0
22.01. | 12 | 940.6743 |  | 849.0207 | 0 | 39.195 | 52.4586 | 0
22.01. | 13 | 928.9335 |  | 845.4963 | 0 | 31.356 | 52.0812 | 0
22.01. | 14 | 921.3737 |  | 841.467 | 0 | 28.14 | 51.7667 | 0
22.01. | 15 | 919.8025 |  | 841.6925 | 0 | 26.532 | 51.578 | 0
22.01. | 16 | 919.698 |  | 841.6386 | 0 | 26.733 | 51.3264 | 0
22.01. | 17 | 923.9986 |  | 844.8836 | 0 | 27.537 | 51.578 | 0
22.01. | 18 | 927.1698 |  | 844.5503 | 0 | 31.356 | 51.2635 | 0
22.01. | 19 | 934.32 |  | 845.0552 | 0 | 38.19 | 51.0748 | 0
22.01. | 20 | 941.9789 |  | 847.2365 | 0 | 43.416 | 51.3264 | 0
22.01. | 21 | 939.2507 |  | 846.7316 | 0 | 41.004 | 51.5151 | 0
22.01. | 22 | 940.2298 |  | 851.2658 | 0 | 37.386 | 51.578 | 0
22.01. | 23 | 935.6926 |  | 850.7609 | 0 | 33.165 | 51.7667 | 0
22.01. | 24 | 934.4856 |  | 852.104 | 0 | 30.552 | 51.8296 | 0
23.01. | 1 | 861.1132 |  | 778.2038 | 0 | 30.954 | 51.9554 | 0
23.01. | 2 | 851.6135 |  | 769.0815 | 0 | 30.954 | 51.578 | 0
23.01. | 3 | 850.6682 |  | 768.8021 | 0 | 30.351 | 51.5151 | 0
23.01. | 4 | 848.7515 |  | 768.4688 | 0 | 29.145 | 51.1377 | 0
23.01. | 5 | 846.0788 |  | 768.7482 | 0 | 26.13 | 51.2006 | 0
23.01. | 6 | 844.7273 |  | 769.5325 | 0 | 24.12 | 51.0748 | 0
23.01. | 7 | 851.2162 |  | 777.5911 | 0 | 22.11 | 51.5151 | 0
23.01. | 8 | 913.7267 |  | 842.7023 | 0 | 19.698 | 51.3264 | 0
23.01. | 9 | 917.0016 |  | 848.0747 | 0 | 17.286 | 51.6409 | 0
23.01. | 10 | 908.9811 |  | 842.9817 | 0 | 14.673 | 51.3264 | 0
23.01. | 11 | 903.868 |  | 840.9082 | 0 | 11.256 | 51.7038 | 0
23.01. | 12 | 905.8479 |  | 846.5061 | 0 | 7.638 | 51.7038 | 0
23.01. | 13 | 910.034 |  | 852.2756 | 0 | 6.432 | 51.3264 | 0
23.01. | 14 | 915.6244 |  | 857.7019 | 0 | 6.03 | 51.8925 | 0
23.01. | 15 | 909.5477 |  | 851.3736 | 0 | 6.03 | 52.1441 | 0
23.01. | 16 | 908.7708 |  | 849.805 | 0 | 6.633 | 52.3328 | 0
23.01. | 17 | 912.2594 |  | 852.9422 | 0 | 7.236 | 52.0812 | 0
23.01. | 18 | 917.364 |  | 856.1872 | 0 | 8.844 | 52.3328 | 0
23.01. | 19 | 927.5097 |  | 861.7851 | 0 | 13.266 | 52.4586 | 0
23.01. | 20 | 933.1128 |  | 864.9762 | 0 | 15.678 | 52.4586 | 0
23.01. | 21 | 931.3352 |  | 863.2998 | 0 | 16.08 | 51.9554 | 0
23.01. | 22 | 927.9008 |  | 857.0254 | 0 | 18.291 | 52.5844 | 0
23.01. | 23 | 923.549 |  | 852.8883 | 0 | 18.894 | 51.7667 | 0
23.01. | 24 | 918.5392 |  | 847.9031 | 0 | 18.492 | 52.1441 | 0
24.01. | 1 | 833.3703 |  | 765.3855 | 0 | 16.281 | 51.7038 | 0
24.01. | 2 | 827.814 |  | 759.8415 | 0 | 16.08 | 51.8925 | 0
24.01. | 3 | 826.4784 |  | 758.67 | 0 | 16.482 | 51.3264 | 0
24.01. | 4 | 821.9945 |  | 757.3269 | 0 | 13.467 | 51.2006 | 0
24.01. | 5 | 822.09 |  | 758.6161 | 0 | 12.462 | 51.0119 | 0
24.01. | 6 | 821.4422 |  | 758.2828 | 0 | 12.462 | 50.6974 | 0
24.01. | 7 | 826.0948 |  | 763.6013 | 0 | 11.859 | 50.6345 | 0
24.01. | 8 | 911.2963 |  | 847.4081 | 0 | 13.065 | 50.8232 | 0
24.01. | 9 | 926.9366 |  | 861.5156 | 0 | 14.472 | 50.949 | 0
24.01. | 10 | 928.2244 |  | 866.3831 | 0 | 10.452 | 51.3893 | 0
24.01. | 11 | 926.498 |  | 865.5988 | 0 | 9.447 | 51.4522 | 0
24.01. | 12 | 926.1525 |  | 865.04 | 0 | 9.849 | 51.2635 | 0
24.01. | 13 | 921.3203 |  | 860.6235 | 0 | 10.251 | 50.4458 | 0
24.01. | 14 | 921.9211 |  | 859.001 | 0 | 12.663 | 50.2571 | 0
24.01. | 15 | 920.3151 |  | 856.3148 | 0 | 13.869 | 50.1313 | 0
24.01. | 16 | 924.3789 |  | 857.9912 | 0 | 15.879 | 50.5087 | 0
24.01. | 17 | 932.7417 |  | 863.3636 | 0 | 18.492 | 50.8861 | 0
24.01. | 18 | 947.4455 |  | 871.6477 | 0 | 24.723 | 51.0748 | 0
24.01. | 19 | 960.7433 |  | 878.5887 | 0 | 30.954 | 51.2006 | 0
24.01. | 20 | 967.4728 |  | 878.5348 | 0 | 37.989 | 50.949 | 0
24.01. | 21 | 965.9328 |  | 872.7752 | 0 | 43.215 | 49.9426 | 0
24.01. | 22 | 956.3886 |  | 858.9471 | 0 | 47.436 | 50.0055 | 0
24.01. | 23 | 961.3412 |  | 861.4617 | 0 | 49.245 | 50.6345 | 0
24.01. | 24 | 964.5811 |  | 859.6137 | 0 | 54.27 | 50.6974 | 0
25.01. | 1 | 888.1664 |  | 773.3363 | 0 | 63.315 | 51.5151 | 0
25.01. | 2 | 885.1313 |  | 765.5032 | 0 | 68.742 | 50.8861 | 0
25.01. | 3 | 898.7949 |  | 762.2582 | 0 | 86.028 | 50.5087 | 0
25.01. | 4 | 908.9317 |  | 760.4102 | 0 | 97.887 | 50.6345 | 0
25.01. | 5 | 900.3255 |  | 760.6357 | 0 | 89.244 | 50.4458 | 0
25.01. | 6 | 884.6602 |  | 758.4005 | 0 | 76.38 | 49.8797 | 0
25.01. | 7 | 889.6593 |  | 762.9347 | 0 | 76.782 | 49.9426 | 0
25.01. | 8 | 955.5661 |  | 808.5022 | 0 | 96.681 | 50.3829 | 0
25.01. | 9 | 974.2839 |  | 813.9923 | 0 | 110.349 | 49.9426 | 0
25.01. | 10 | 985.8383 |  | 832.1291 | 0 | 103.515 | 50.1942 | 0
25.01. | 11 | 987.74 |  | 841.7563 | 0 | 95.475 | 50.5087 | 0
25.01. | 12 | 993.0452 |  | 836.3839 | 0 | 106.53 | 50.1313 | 0
25.01. | 13 | 996.4445 |  | 834.482 | 0 | 111.957 | 50.0055 | 0
25.01. | 14 | 987.5726 |  | 809.1787 | 0 | 128.64 | 49.7539 | 0
25.01. | 15 | 991.1317 |  | 803.8063 | 0 | 137.886 | 49.4394 | 0
25.01. | 16 | 996.0863 |  | 803.6347 | 0 | 142.509 | 49.9426 | 0
25.01. | 17 | 1004.9066 |  | 809.7914 | 0 | 144.921 | 50.1942 | 0
25.01. | 18 | 1012.9796 |  | 819.698 | 0 | 142.71 | 50.5716 | 0
25.01. | 19 | 1030.9787 |  | 835.5996 | 0 | 145.122 | 50.2571 | 0
25.01. | 20 | 1045.5262 |  | 852.8982 | 0 | 142.308 | 50.32 | 0
25.01. | 21 | 1027.0581 |  | 851.0502 | 0 | 125.625 | 50.3829 | 0
25.01. | 22 | 1018.2671 |  | 844.9474 | 0 | 122.811 | 50.5087 | 0
25.01. | 23 | 984.3411 |  | 819.7519 | 0 | 113.766 | 50.8232 | 0
25.01. | 24 | 974.0595 |  | 815.7765 | 0 | 107.334 | 50.949 | 0
26.01. | 1 | 920.7551 |  | 763.1503 | 0 | 106.53 | 51.0748 | 0
26.01. | 2 | 922.3422 |  | 760.969 | 0 | 110.55 | 50.8232 | 0
26.01. | 3 | 931.0972 |  | 761.1945 | 0 | 119.394 | 50.5087 | 0
26.01. | 4 | 939.0013 |  | 762.817 | 0 | 125.424 | 50.7603 | 0
26.01. | 5 | 940.1822 |  | 761.6994 | 0 | 128.037 | 50.4458 | 0
26.01. | 6 | 940.6395 |  | 758.175 | 0 | 132.459 | 50.0055 | 0
26.01. | 7 | 932.1527 |  | 757.8417 | 0 | 124.62 | 49.691 | 0
26.01. | 8 | 935.745 |  | 766.6846 | 0 | 118.992 | 50.0684 | 0
26.01. | 9 | 938.0264 |  | 766.8562 | 0 | 121.605 | 49.5652 | 0
26.01. | 10 | 954.471 |  | 786.2283 | 0 | 118.992 | 49.2507 | 0
26.01. | 11 | 962.8562 |  | 791.1596 | 0 | 123.012 | 48.6846 | 0
26.01. | 12 | 965.2209 |  | 794.7918 | 0 | 120.801 | 49.6281 | 0
26.01. | 13 | 960.9512 |  | 791.1497 | 0 | 119.796 | 50.0055 | 0
26.01. | 14 | 935.6811 |  | 768.0277 | 0 | 117.585 | 50.0684 | 0
26.01. | 15 | 941.4882 |  | 767.1895 | 0 | 124.419 | 49.8797 | 0
26.01. | 16 | 949.0299 |  | 771.5521 | 0 | 127.032 | 50.4458 | 0
26.01. | 17 | 940.4142 |  | 774.2922 | 0 | 115.173 | 50.949 | 0
26.01. | 18 | 929.04 |  | 777.8166 | 0 | 99.897 | 51.3264 | 0
26.01. | 19 | 931.8938 |  | 783.6499 | 0 | 98.49 | 49.7539 | 0
26.01. | 20 | 949.5377 |  | 797.1986 | 0 | 102.711 | 49.6281 | 0
26.01. | 21 | 948.0869 |  | 795.5222 | 0 | 103.314 | 49.2507 | 0
26.01. | 22 | 940.4738 |  | 792.3311 | 0 | 98.892 | 49.2507 | 0
26.01. | 23 | 917.451 |  | 770.7139 | 0 | 96.48 | 50.2571 | 0
26.01. | 24 | 921.6289 |  | 773.2824 | 0 | 97.083 | 51.2635 | 0
27.01. | 1 | 918.8981 |  | 762.5376 | 0 | 105.726 | 50.6345 | 0
27.01. | 2 | 919.9638 |  | 760.9151 | 0 | 108.54 | 50.5087 | 0
27.01. | 3 | 922.6835 |  | 762.5915 | 0 | 109.143 | 50.949 | 0
27.01. | 4 | 917.8344 |  | 761.4739 | 0 | 105.726 | 50.6345 | 0
27.01. | 5 | 912.7736 |  | 759.9053 | 0 | 102.108 | 50.7603 | 0
27.01. | 6 | 911.6012 |  | 759.8514 | 0 | 101.304 | 50.4458 | 0
27.01. | 7 | 903.6778 |  | 767.6306 | 0 | 85.224 | 50.8232 | 0
27.01. | 8 | 943.8302 |  | 808.159 | 0 | 84.219 | 51.4522 | 0
27.01. | 9 | 944.5874 |  | 810.5119 | 0 | 82.812 | 51.2635 | 0
27.01. | 10 | 943.5478 |  | 811.9089 | 0 | 79.998 | 51.6409 | 0
27.01. | 11 | 937.6788 |  | 811.404 | 0 | 74.571 | 51.7038 | 0
27.01. | 12 | 935.5971 |  | 816.948 | 0 | 67.134 | 51.5151 | 0
27.01. | 13 | 927.8506 |  | 822.2665 | 0 | 54.069 | 51.5151 | 0
27.01. | 14 | 929.5173 |  | 823.3302 | 0 | 54.672 | 51.5151 | 0
27.01. | 15 | 934.4978 |  | 818.6244 | 0 | 63.918 | 51.9554 | 0
27.01. | 16 | 951.6059 |  | 822.4282 | 0 | 76.782 | 52.3957 | 0
27.01. | 17 | 946.7155 |  | 816.8842 | 0 | 77.184 | 52.6473 | 0
27.01. | 18 | 955.2172 |  | 816.6048 | 0 | 86.028 | 52.5844 | 0
27.01. | 19 | 963.7391 |  | 814.2618 | 0 | 98.088 | 51.3893 | 0
27.01. | 20 | 971.9321 |  | 813.6491 | 0 | 107.334 | 50.949 | 0
27.01. | 21 | 966.3549 |  | 805.9238 | 0 | 109.545 | 50.8861 | 0
27.01. | 22 | 973.0712 |  | 809.3844 | 0 | 111.354 | 52.3328 | 0
27.01. | 23 | 983.5921 |  | 812.1784 | 0 | 118.389 | 53.0247 | 0
27.01. | 24 | 985.3195 |  | 811.6196 | 0 | 120.801 | 52.8989 | 0
28.01. | 1 | 933.5544 |  | 760.5081 | 0 | 120.399 | 52.6473 | 0
28.01. | 2 | 931.427 |  | 758.3807 | 0 | 120.399 | 52.6473 | 0
28.01. | 3 | 925.3739 |  | 754.5769 | 0 | 118.59 | 52.207 | 0
28.01. | 4 | 926.1267 |  | 753.6848 | 0 | 120.801 | 51.6409 | 0
28.01. | 5 | 932.0878 |  | 750.8908 | 0 | 130.248 | 50.949 | 0
28.01. | 6 | 935.2451 |  | 749.8271 | 0 | 134.469 | 50.949 | 0
28.01. | 7 | 955.4 |  | 760.5719 | 0 | 143.313 | 51.5151 | 0
28.01. | 8 | 1033.2043 |  | 840.5749 | 0 | 141.303 | 51.3264 | 0
28.01. | 9 | 1032.2177 |  | 845.5062 | 0 | 136.077 | 50.6345 | 0
28.01. | 10 | 1033.6751 |  | 852.0501 | 0 | 130.047 | 51.578 | 0
28.01. | 11 | 1034.4403 |  | 854.5108 | 0 | 128.037 | 51.8925 | 0
28.01. | 12 | 1035.4194 |  | 859.045 | 0 | 124.419 | 51.9554 | 0
28.01. | 13 | 1032.0392 |  | 859.2705 | 0 | 121.002 | 51.7667 | 0
28.01. | 14 | 1035.501 |  | 859.6038 | 0 | 123.816 | 52.0812 | 0
28.01. | 15 | 1044.6686 |  | 859.3244 | 0 | 133.263 | 52.0812 | 0
28.01. | 16 | 1043.0669 |  | 856.5304 | 0 | 135.273 | 51.2635 | 0
28.01. | 17 | 1039.5827 |  | 856.6382 | 0 | 131.052 | 51.8925 | 0
28.01. | 18 | 1044.8925 |  | 858.8195 | 0 | 133.866 | 52.207 | 0
28.01. | 19 | 1058.6162 |  | 863.9125 | 0 | 142.308 | 52.3957 | 0
28.01. | 20 | 1066.4179 |  | 863.7508 | 0 | 151.152 | 51.5151 | 0
28.01. | 21 | 1067.7416 |  | 860.2902 | 0 | 157.383 | 50.0684 | 0
28.01. | 22 | 1070.8986 |  | 864.8145 | 0 | 154.569 | 51.5151 | 0
28.01. | 23 | 1077.4721 |  | 869.4026 | 0 | 156.177 | 51.8925 | 0
28.01. | 24 | 1077.8992 |  | 870.5202 | 0 | 155.172 | 52.207 | 0
29.01. | 1 | 978.6646 |  | 778.2577 | 0 | 148.137 | 52.2699 | 0
29.01. | 2 | 965.6957 |  | 769.5864 | 0 | 144.72 | 51.3893 | 0
29.01. | 3 | 953.6679 |  | 762.2582 | 0 | 140.901 | 50.5087 | 0
29.01. | 4 | 950.2312 |  | 763.0425 | 0 | 136.68 | 50.5087 | 0
29.01. | 5 | 943.0089 |  | 759.4642 | 0 | 133.665 | 49.8797 | 0
29.01. | 6 | 934.9657 |  | 759.1848 | 0 | 126.027 | 49.7539 | 0
29.01. | 7 | 936.4759 |  | 764.9543 | 0 | 122.208 | 49.3136 | 0
29.01. | 8 | 999.7051 |  | 830.5066 | 0 | 119.193 | 50.0055 | 0
29.01. | 9 | 1006.8328 |  | 840.1338 | 0 | 116.379 | 50.32 | 0
29.01. | 10 | 1007.5054 |  | 845.9572 | 0 | 111.354 | 50.1942 | 0
29.01. | 11 | 1000.505 |  | 844.5602 | 0 | 106.128 | 49.8168 | 0
29.01. | 12 | 989.1801 |  | 841.7662 | 0 | 98.289 | 49.1249 | 0
29.01. | 13 | 973.9847 |  | 843.6681 | 0 | 81.003 | 49.3136 | 0
29.01. | 14 | 958.2236 |  | 845.7317 | 0 | 62.109 | 50.3829 | 0
29.01. | 15 | 945.8079 |  | 843.4426 | 0 | 52.863 | 49.5023 | 0
29.01. | 16 | 943.1904 |  | 839.2417 | 0 | 54.069 | 49.8797 | 0
29.01. | 17 | 951.9849 |  | 841.2514 | 0 | 60.099 | 50.6345 | 0
29.01. | 18 | 974.117 |  | 846.3983 | 0 | 76.581 | 51.1377 | 0
29.01. | 19 | 991.6032 |  | 852.0501 | 0 | 88.038 | 51.5151 | 0
29.01. | 20 | 997.8081 |  | 852.2756 | 0 | 94.269 | 51.2635 | 0
29.01. | 21 | 1005.5436 |  | 850.8786 | 0 | 103.716 | 50.949 | 0
29.01. | 22 | 1013.5316 |  | 855.6383 | 0 | 107.133 | 50.7603 | 0
29.01. | 23 | 1011.5726 |  | 852.2217 | 0 | 108.339 | 51.0119 | 0
29.01. | 24 | 1006.0312 |  | 846.065 | 0 | 109.143 | 50.8232 | 0
30.01. | 1 | 924.5609 |  | 765.4493 | 0 | 108.54 | 50.5716 | 0
30.01. | 2 | 916.0023 |  | 757.6701 | 0 | 108.138 | 50.1942 | 0
30.01. | 3 | 905.0175 |  | 753.533 | 0 | 102.108 | 49.3765 | 0
30.01. | 4 | 895.8237 |  | 753.082 | 0 | 92.862 | 49.8797 | 0
30.01. | 5 | 888.3825 |  | 754.1457 | 0 | 84.42 | 49.8168 | 0
30.01. | 6 | 887.5188 |  | 754.4251 | 0 | 83.214 | 49.8797 | 0
30.01. | 7 | 898.5503 |  | 764.8905 | 0 | 83.214 | 50.4458 | 0
30.01. | 8 | 970.8578 |  | 834.7614 | 0 | 86.028 | 50.0684 | 0
30.01. | 9 | 971.8678 |  | 837.683 | 0 | 85.626 | 48.5588 | 0
30.01. | 10 | 964.1952 |  | 839.08 | 0 | 76.179 | 48.9362 | 0
30.01. | 11 | 955.6452 |  | 844.3347 | 0 | 61.305 | 50.0055 | 0
30.01. | 12 | 940.0279 |  | 842.7122 | 0 | 47.436 | 49.8797 | 0
30.01. | 13 | 914.4535 |  | 832.139 | 0 | 33.567 | 48.7475 | 0
30.01. | 14 | 895.5145 |  | 827.497 | 0 | 19.899 | 48.1185 | 0
30.01. | 15 | 905.4437 |  | 843.6681 | 0 | 12.462 | 49.3136 | 0
30.01. | 16 | 907.3248 |  | 846.7415 | 0 | 10.452 | 50.1313 | 0
30.01. | 17 | 910.4194 |  | 849.9865 | 0 | 10.05 | 50.3829 | 0
30.01. | 18 | 922.636 |  | 858.2706 | 0 | 13.668 | 50.6974 | 0
30.01. | 19 | 917.7054 |  | 847.913 | 0 | 19.095 | 50.6974 | 0
30.01. | 20 | 916.7562 |  | 843.1093 | 0 | 24.522 | 49.1249 | 0
30.01. | 21 | 928.8281 |  | 846.5259 | 0 | 33.366 | 48.9362 | 0
30.01. | 22 | 938.442 |  | 847.8591 | 0 | 40.2 | 50.3829 | 0
30.01. | 23 | 937.6442 |  | 844.1092 | 0 | 43.215 | 50.32 | 0
30.01. | 24 | 936.5907 |  | 844.7758 | 0 | 40.803 | 51.0119 | 0
31.01. | 1 | 848.7036 |  | 759.1749 | 0 | 38.391 | 51.1377 | 0
31.01. | 2 | 840.988 |  | 753.2437 | 0 | 36.984 | 50.7603 | 0
31.01. | 3 | 839.2693 |  | 756.9397 | 0 | 31.758 | 50.5716 | 0
31.01. | 4 | 831.0485 |  | 754.8761 | 0 | 26.733 | 49.4394 | 0
31.01. | 5 | 828.0442 |  | 755.3271 | 0 | 23.718 | 48.9991 | 0
31.01. | 6 | 837.8207 |  | 766.5229 | 0 | 22.11 | 49.1878 | 0
31.01. | 7 | 849.652 |  | 778.052 | 0 | 21.909 | 49.691 | 0
31.01. | 8 | 934.1104 |  | 864.545 | 0 | 19.497 | 50.0684 | 0
31.01. | 9 | 943.0546 |  | 874.3438 | 0 | 18.894 | 49.8168 | 0
31.01. | 10 | 943.1006 |  | 877.6427 | 0 | 15.075 | 50.3829 | 0
31.01. | 11 | 932.817 |  | 876.3535 | 0 | 5.829 | 50.6345 | 0
31.01. | 12 | 931.6948 |  | 878.5348 | 0 | 2.211 | 50.949 | 0
31.01. | 13 | 933.0085 |  | 878.8681 | 0 | 2.814 | 51.3264 | 0
31.01. | 14 | 931.2916 |  | 875.5692 | 0 | 5.025 | 50.6974 | 0
31.01. | 15 | 932.7593 |  | 873.9467 | 0 | 8.241 | 50.5716 | 0
31.01. | 16 | 935.1825 |  | 874.3339 | 0 | 9.648 | 51.2006 | 0
31.01. | 17 | 958.373 |  | 881.9954 | 0 | 23.919 | 52.4586 | 0
31.01. | 18 | 980.0869 |  | 893.4706 | 0 | 33.969 | 52.6473 | 0
31.01. | 19 | 988.9983 |  | 897.6715 | 0 | 38.994 | 52.3328 | 0
31.01. | 20 | 1008.1639 |  | 902.1518 | 0 | 53.868 | 52.1441 | 0
31.01. | 21 | 1010.1364 |  | 897.6814 | 0 | 61.506 | 50.949 | 0
31.01. | 22 | 992.9156 |  | 890.6227 | 0 | 50.652 | 51.6409 | 0
31.01. | 23 | 984.2326 |  | 890.1178 | 0 | 42.411 | 51.7038 | 0
31.01. | 24 | 975.1319 |  | 885.0248 | 0 | 38.592 | 51.5151 | 0
01.02. | 1 | 902.5446 |  | 806.2571 | 0 | 45.024 | 51.2635 | 0
01.02. | 2 | 905.3706 |  | 800.9925 | 0 | 52.863 | 51.5151 | 0
01.02. | 3 | 918.9809 |  | 798.5857 | 0 | 68.943 | 51.4522 | 0
01.02. | 4 | 943.9875 |  | 797.8014 | 0 | 94.671 | 51.5151 | 0
01.02. | 5 | 962.6932 |  | 795.5662 | 0 | 116.178 | 50.949 | 0
01.02. | 6 | 970.5312 |  | 796.9093 | 0 | 122.61 | 51.0119 | 0
01.02. | 7 | 986.1216 |  | 804.4091 | 0 | 130.449 | 51.2635 | 0
01.02. | 8 | 1028.5402 |  | 850.0943 | 0 | 127.434 | 51.0119 | 0
01.02. | 9 | 1034.6346 |  | 858.3245 | 0 | 125.424 | 50.8861 | 0
01.02. | 10 | 1048.1843 |  | 870.5301 | 0 | 126.831 | 50.8232 | 0
01.02. | 11 | 1061.0313 |  | 882.5102 | 0 | 127.635 | 50.8861 | 0
01.02. | 12 | 1066.8593 |  | 883.8533 | 0 | 132.057 | 50.949 | 0
01.02. | 13 | 1058.7418 |  | 869.2409 | 0 | 138.489 | 51.0119 | 0
01.02. | 14 | 1037.5905 |  | 839.0063 | 0 | 147.132 | 51.4522 | 0
01.02. | 15 | 1040.4053 |  | 833.3545 | 0 | 155.976 | 51.0748 | 0
01.02. | 16 | 1043.1479 |  | 834.526 | 0 | 156.981 | 51.6409 | 0
01.02. | 17 | 1047.332 |  | 842.9817 | 0 | 152.961 | 51.3893 | 0
01.02. | 18 | 1052.0236 |  | 850.1482 | 0 | 150.549 | 51.3264 | 0
01.02. | 19 | 1067.151 |  | 863.643 | 0 | 152.559 | 50.949 | 0
01.02. | 20 | 1085.2568 |  | 881.221 | 0 | 152.961 | 51.0748 | 0
01.02. | 21 | 1087.1735 |  | 881.5543 | 0 | 154.167 | 51.4522 | 0
01.02. | 22 | 1073.2476 |  | 873.4957 | 0 | 148.74 | 51.0119 | 0
01.02. | 23 | 1038.3574 |  | 843.1533 | 0 | 144.318 | 50.8861 | 0
01.02. | 24 | 1028.0281 |  | 834.1927 | 0 | 142.509 | 51.3264 | 0
02.02. | 1 | 974.3804 |  | 782.6302 | 0 | 140.298 | 51.4522 | 0
02.02. | 2 | 966.0902 |  | 779.0519 | 0 | 136.278 | 50.7603 | 0
02.02. | 3 | 962.0829 |  | 776.8167 | 0 | 135.072 | 50.1942 | 0
02.02. | 4 | 962.0244 |  | 780.0617 | 0 | 131.454 | 50.5087 | 0
02.02. | 5 | 953.6628 |  | 777.6549 | 0 | 125.625 | 50.3829 | 0
02.02. | 6 | 942.9041 |  | 774.6354 | 0 | 118.389 | 49.8797 | 0
02.02. | 7 | 940.8724 |  | 778.1059 | 0 | 112.761 | 50.0055 | 0
02.02. | 8 | 950.3808 |  | 790.3654 | 0 | 109.947 | 50.0684 | 0
02.02. | 9 | 944.5202 |  | 787.7331 | 0 | 106.53 | 50.2571 | 0
02.02. | 10 | 948.9485 |  | 807.8257 | 0 | 90.048 | 51.0748 | 0
02.02. | 11 | 954.8182 |  | 822.2126 | 0 | 81.405 | 51.2006 | 0
02.02. | 12 | 949.8415 |  | 817.2373 | 0 | 82.41 | 50.1942 | 0
02.02. | 13 | 941.6956 |  | 809.9091 | 0 | 82.41 | 49.3765 | 0
02.02. | 14 | 921.2291 |  | 784.542 | 0 | 86.43 | 50.2571 | 0
02.02. | 15 | 918.976 |  | 785.7674 | 0 | 82.008 | 51.2006 | 0
02.02. | 16 | 918.7621 |  | 783.6939 | 0 | 83.616 | 51.4522 | 0
02.02. | 17 | 927.2767 |  | 785.488 | 0 | 90.651 | 51.1377 | 0
02.02. | 18 | 939.9926 |  | 798.919 | 0 | 89.244 | 51.8296 | 0
02.02. | 19 | 949.0542 |  | 810.8452 | 0 | 86.631 | 51.578 | 0
02.02. | 20 | 962.7064 |  | 825.7909 | 0 | 85.023 | 51.8925 | 0
02.02. | 21 | 958.6257 |  | 827.4134 | 0 | 79.194 | 52.0183 | 0
02.02. | 22 | 944.3953 |  | 817.9578 | 0 | 75.174 | 51.2635 | 0
02.02. | 23 | 918.6255 |  | 791.9241 | 0 | 75.375 | 51.3264 | 0
02.02. | 24 | 907.6583 |  | 788.733 | 0 | 67.536 | 51.3893 | 0
03.02. | 1 | 882.3971 |  | 773.0569 | 0 | 57.888 | 51.4522 | 0
03.02. | 2 | 875.7965 |  | 770.0374 | 0 | 54.873 | 50.8861 | 0
03.02. | 3 | 872.8683 |  | 768.1894 | 0 | 53.667 | 51.0119 | 0
03.02. | 4 | 864.8647 |  | 759.7975 | 0 | 54.873 | 50.1942 | 0
03.02. | 5 | 867.7635 |  | 760.6357 | 0 | 56.682 | 50.4458 | 0
03.02. | 6 | 866.7553 |  | 760.3563 | 0 | 56.079 | 50.32 | 0
03.02. | 7 | 881.4006 |  | 771.8854 | 0 | 58.692 | 50.8232 | 0
03.02. | 8 | 918.9875 |  | 813.0903 | 0 | 55.074 | 50.8232 | 0
03.02. | 9 | 931.337 |  | 823.7812 | 0 | 56.481 | 51.0748 | 0
03.02. | 10 | 940.3603 |  | 827.2517 | 0 | 61.908 | 51.2006 | 0
03.02. | 11 | 931.7843 |  | 822.8352 | 0 | 58.692 | 50.2571 | 0
03.02. | 12 | 920.6838 |  | 819.4725 | 0 | 50.451 | 50.7603 | 0
03.02. | 13 | 922.7114 |  | 820.4185 | 0 | 50.652 | 51.6409 | 0
03.02. | 14 | 926.8098 |  | 820.6979 | 0 | 54.471 | 51.6409 | 0
03.02. | 15 | 921.904 |  | 815.8304 | 0 | 54.873 | 51.2006 | 0
03.02. | 16 | 932.3017 |  | 818.0117 | 0 | 62.712 | 51.578 | 0
03.02. | 17 | 938.3494 |  | 819.9136 | 0 | 66.732 | 51.7038 | 0
03.02. | 18 | 955.8418 |  | 821.8155 | 0 | 82.008 | 52.0183 | 0
03.02. | 19 | 981.7469 |  | 823.6635 | 0 | 106.128 | 51.9554 | 0
03.02. | 20 | 993.6768 |  | 823.7713 | 0 | 117.384 | 52.5215 | 0
03.02. | 21 | 996.0637 |  | 822.6537 | 0 | 121.203 | 52.207 | 0
03.02. | 22 | 997.6227 |  | 823.3841 | 0 | 122.409 | 51.8296 | 0
03.02. | 23 | 1003.7114 |  | 824.4478 | 0 | 127.434 | 51.8296 | 0
03.02. | 24 | 1015.5696 |  | 830.0996 | 0 | 133.263 | 52.207 | 0
04.02. | 1 | 957.0479 |  | 780.6106 | 0 | 124.419 | 52.0183 | 0
04.02. | 2 | 943.9406 |  | 777.5273 | 0 | 113.766 | 52.6473 | 0
04.02. | 3 | 930.3343 |  | 774.5617 | 0 | 103.314 | 52.4586 | 0
04.02. | 4 | 920.1744 |  | 772.6059 | 0 | 95.676 | 51.8925 | 0
04.02. | 5 | 922.4202 |  | 775.5176 | 0 | 95.073 | 51.8296 | 0
04.02. | 6 | 941.9261 |  | 782.9635 | 0 | 107.133 | 51.8296 | 0
04.02. | 7 | 952.5293 |  | 789.3457 | 0 | 111.354 | 51.8296 | 0
04.02. | 8 | 1028.0025 |  | 866.8781 | 0 | 108.54 | 52.5844 | 0
04.02. | 9 | 1043.0602 |  | 883.2307 | 0 | 107.937 | 51.8925 | 0
04.02. | 10 | 1046.4023 |  | 888.4953 | 0 | 106.329 | 51.578 | 0
04.02. | 11 | 1040.3872 |  | 887.8826 | 0 | 101.304 | 51.2006 | 0
04.02. | 12 | 1028.7054 |  | 881.0494 | 0 | 96.078 | 51.578 | 0
04.02. | 13 | 1019.8166 |  | 880.7161 | 0 | 87.837 | 51.2635 | 0
04.02. | 14 | 1020.5621 |  | 883.9611 | 0 | 85.023 | 51.578 | 0
04.02. | 15 | 1020.1211 |  | 882.1131 | 0 | 86.43 | 51.578 | 0
04.02. | 16 | 1023.5172 |  | 879.9318 | 0 | 92.259 | 51.3264 | 0
04.02. | 17 | 1025.9043 |  | 883.1229 | 0 | 91.455 | 51.3264 | 0
04.02. | 18 | 1010.2172 |  | 871.3683 | 0 | 87.837 | 51.0119 | 0
04.02. | 19 | 1013.5389 |  | 874.3878 | 0 | 87.636 | 51.5151 | 0
04.02. | 20 | 1016.5638 |  | 880.4906 | 0 | 84.621 | 51.4522 | 0
04.02. | 21 | 1020.5611 |  | 885.3042 | 0 | 83.616 | 51.6409 | 0
04.02. | 22 | 1018.5521 |  | 883.9611 | 0 | 83.013 | 51.578 | 0
04.02. | 23 | 1007.2939 |  | 882.3386 | 0 | 73.566 | 51.3893 | 0
04.02. | 24 | 998.88 |  | 879.4269 | 0 | 67.938 | 51.5151 | 0
05.02. | 1 | 911.2273 |  | 789.4634 | 0 | 70.752 | 51.0119 | 0
05.02. | 2 | 914.5391 |  | 786.3801 | 0 | 76.581 | 51.578 | 0
05.02. | 3 | 921.8328 |  | 788.7869 | 0 | 81.405 | 51.6409 | 0
05.02. | 4 | 923.5331 |  | 789.7967 | 0 | 82.41 | 51.3264 | 0
05.02. | 5 | 920.9935 |  | 785.939 | 0 | 84.42 | 50.6345 | 0
05.02. | 6 | 921.4343 |  | 783.4783 | 0 | 87.636 | 50.32 | 0
05.02. | 7 | 924.7299 |  | 786.7233 | 0 | 87.435 | 50.5716 | 0
05.02. | 8 | 993.0448 |  | 850.6531 | 0 | 91.254 | 51.1377 | 0
05.02. | 9 | 1003.847 |  | 859.7215 | 0 | 92.862 | 51.2635 | 0
05.02. | 10 | 993.7639 |  | 858.4961 | 0 | 84.822 | 50.4458 | 0
05.02. | 11 | 986.9038 |  | 858.7216 | 0 | 77.988 | 50.1942 | 0
05.02. | 12 | 985.9446 |  | 857.7118 | 0 | 77.787 | 50.4458 | 0
05.02. | 13 | 984.5921 |  | 850.2021 | 0 | 82.812 | 51.578 | 0
05.02. | 14 | 989.2293 |  | 846.56 | 0 | 90.651 | 52.0183 | 0
05.02. | 15 | 994.6854 |  | 842.3052 | 0 | 100.299 | 52.0812 | 0
05.02. | 16 | 1003.3533 |  | 839.1141 | 0 | 112.158 | 52.0812 | 0
05.02. | 17 | 1013.3483 |  | 847.9031 | 0 | 113.364 | 52.0812 | 0
05.02. | 18 | 1006.2598 |  | 844.4326 | 0 | 109.746 | 52.0812 | 0
05.02. | 19 | 998.6445 |  | 839.619 | 0 | 107.133 | 51.8925 | 0
05.02. | 20 | 1007.2606 |  | 845.4963 | 0 | 109.746 | 52.0183 | 0
05.02. | 21 | 1014.1413 |  | 851.8246 | 0 | 110.55 | 51.7667 | 0
05.02. | 22 | 1025.6194 |  | 858.3146 | 0 | 114.972 | 52.3328 | 0
05.02. | 23 | 1013.7174 |  | 850.9864 | 0 | 111.153 | 51.578 | 0
05.02. | 24 | 1005.2287 |  | 844.6581 | 0 | 108.741 | 51.8296 | 0
06.02. | 1 | 927.7557 |  | 768.856 | 0 | 107.133 | 51.7667 | 0
06.02. | 2 | 922.7402 |  | 766.3414 | 0 | 105.324 | 51.0748 | 0
06.02. | 3 | 919.8466 |  | 763.0964 | 0 | 105.927 | 50.8232 | 0
06.02. | 4 | 921.8173 |  | 765.6209 | 0 | 106.128 | 50.0684 | 0
06.02. | 5 | 916.5794 |  | 762.2043 | 0 | 104.118 | 50.2571 | 0
06.02. | 6 | 922.0056 |  | 767.8561 | 0 | 103.515 | 50.6345 | 0
06.02. | 7 | 936.1193 |  | 778.2137 | 0 | 107.334 | 50.5716 | 0
06.02. | 8 | 1019.7668 |  | 854.5746 | 0 | 114.369 | 50.8232 | 0
06.02. | 9 | 1028.6167 |  | 866.0498 | 0 | 111.555 | 51.0119 | 0
06.02. | 10 | 1009.6866 |  | 868.8537 | 0 | 90.45 | 50.3829 | 0
06.02. | 11 | 984.5719 |  | 860.6873 | 0 | 74.571 | 49.3136 | 0
06.02. | 12 | 975.3269 |  | 859.3442 | 0 | 66.732 | 49.2507 | 0
06.02. | 13 | 983.1783 |  | 862.697 | 0 | 70.35 | 50.1313 | 0
06.02. | 14 | 989.4342 |  | 859.5059 | 0 | 79.797 | 50.1313 | 0
06.02. | 15 | 992.4739 |  | 852.0061 | 0 | 90.651 | 49.8168 | 0
06.02. | 16 | 1006.1103 |  | 849.3738 | 0 | 106.731 | 50.0055 | 0
06.02. | 17 | 1019.6569 |  | 852.6188 | 0 | 116.781 | 50.2571 | 0
06.02. | 18 | 1014.4052 |  | 861.4617 | 0 | 102.309 | 50.6345 | 0
06.02. | 19 | 1007.4418 |  | 864.5989 | 0 | 92.46 | 50.3829 | 0
06.02. | 20 | 1012.1193 |  | 866.7263 | 0 | 95.073 | 50.32 | 0
06.02. | 21 | 1008.8356 |  | 866.8979 | 0 | 92.058 | 49.8797 | 0
06.02. | 22 | 1000.1797 |  | 864.8244 | 0 | 85.224 | 50.1313 | 0
06.02. | 23 | 984.1361 |  | 856.4325 | 0 | 78.39 | 49.3136 | 0
06.02. | 24 | 984.4938 |  | 856.0354 | 0 | 78.39 | 50.0684 | 0
07.02. | 1 | 901.4404 |  | 772.2286 | 0 | 79.395 | 49.8168 | 0
07.02. | 2 | 900.7103 |  | 768.3071 | 0 | 82.209 | 50.1942 | 0
07.02. | 3 | 897.7309 |  | 765.567 | 0 | 82.41 | 49.7539 | 0
07.02. | 4 | 896.1826 |  | 765.2876 | 0 | 81.204 | 49.691 | 0
07.02. | 5 | 886.4961 |  | 762.1603 | 0 | 75.777 | 48.5588 | 0
07.02. | 6 | 893.8398 |  | 762.4936 | 0 | 82.41 | 48.9362 | 0
07.02. | 7 | 919.2209 |  | 777.5471 | 0 | 91.857 | 49.8168 | 0
07.02. | 8 | 1002.9465 |  | 858.5599 | 0 | 95.073 | 49.3136 | 0
07.02. | 9 | 1013.9481 |  | 878.9319 | 0 | 84.822 | 50.1942 | 0
07.02. | 10 | 983.7069 |  | 866.6823 | 0 | 68.34 | 48.6846 | 0
07.02. | 11 | 957.0676 |  | 852.0798 | 0 | 57.687 | 47.3008 | 0
07.02. | 12 | 945.2425 |  | 838.0163 | 0 | 58.29 | 48.9362 | 0
07.02. | 13 | 948.8632 |  | 839.575 | 0 | 59.094 | 50.1942 | 0
07.02. | 14 | 955.1987 |  | 839.6289 | 0 | 65.124 | 50.4458 | 0
07.02. | 15 | 968.3353 |  | 842.7661 | 0 | 75.375 | 50.1942 | 0
07.02. | 16 | 975.3096 |  | 844.3886 | 0 | 80.601 | 50.32 | 0
07.02. | 17 | 979.0243 |  | 848.6434 | 0 | 79.998 | 50.3829 | 0
07.02. | 18 | 988.8881 |  | 867.5645 | 0 | 70.752 | 50.5716 | 0
07.02. | 19 | 996.3688 |  | 877.9221 | 0 | 67.938 | 50.5087 | 0
07.02. | 20 | 1012.9512 |  | 892.0296 | 0 | 70.35 | 50.5716 | 0
07.02. | 21 | 1013.3945 |  | 896.456 | 0 | 66.933 | 50.0055 | 0
07.02. | 22 | 1011.177 |  | 894.9413 | 0 | 65.727 | 50.5087 | 0
07.02. | 23 | 1005.5053 |  | 884.5837 | 0 | 70.35 | 50.5716 | 0
07.02. | 24 | 1000.198 |  | 879.6524 | 0 | 69.345 | 51.2006 | 0
08.02. | 1 | 901.453 |  | 779.8901 | 0 | 70.551 | 51.0119 | 0
08.02. | 2 | 898.1087 |  | 773.003 | 0 | 73.968 | 51.1377 | 0
08.02. | 3 | 898.3256 |  | 771.0472 | 0 | 76.581 | 50.6974 | 0
08.02. | 4 | 896.8915 |  | 772.6158 | 0 | 73.767 | 50.5087 | 0
08.02. | 5 | 892.2434 |  | 771.4982 | 0 | 70.551 | 50.1942 | 0
08.02. | 6 | 890.3498 |  | 774.9687 | 0 | 65.124 | 50.2571 | 0
08.02. | 7 | 887.3216 |  | 777.2677 | 0 | 60.3 | 49.7539 | 0
08.02. | 8 | 940.2961 |  | 832.9673 | 0 | 56.883 | 50.4458 | 0
08.02. | 9 | 937.2564 |  | 840.4671 | 0 | 46.029 | 50.7603 | 0
08.02. | 10 | 929.4472 |  | 850.0943 | 0 | 28.341 | 51.0119 | 0
08.02. | 11 | 935.4928 |  | 863.3636 | 0 | 21.306 | 50.8232 | 0
08.02. | 12 | 935.9057 |  | 868.1233 | 0 | 17.085 | 50.6974 | 0
08.02. | 13 | 936.3348 |  | 866.5547 | 0 | 18.894 | 50.8861 | 0
08.02. | 14 | 910.2886 |  | 836.2123 | 0 | 23.316 | 50.7603 | 0
08.02. | 15 | 914.1054 |  | 834.5898 | 0 | 28.944 | 50.5716 | 0
08.02. | 16 | 915.3146 |  | 834.8692 | 0 | 29.748 | 50.6974 | 0
08.02. | 17 | 918.0744 |  | 838.0064 | 0 | 29.748 | 50.32 | 0
08.02. | 18 | 923.5006 |  | 843.6582 | 0 | 29.145 | 50.6974 | 0
08.02. | 19 | 938.3966 |  | 857.4863 | 0 | 30.15 | 50.7603 | 0
08.02. | 20 | 951.965 |  | 870.2507 | 0 | 30.954 | 50.7603 | 0
08.02. | 21 | 951.9944 |  | 871.2605 | 0 | 30.351 | 50.3829 | 0
08.02. | 22 | 953.3919 |  | 873.7751 | 0 | 28.542 | 51.0748 | 0
08.02. | 23 | 919.145 |  | 839.5651 | 0 | 27.939 | 51.6409 | 0
08.02. | 24 | 906.9525 |  | 833.7417 | 0 | 21.507 | 51.7038 | 0
09.02. | 1 | 844.1389 |  | 774.5078 | 0 | 17.487 | 52.1441 | 0
09.02. | 2 | 835.7694 |  | 763.312 | 0 | 20.502 | 51.9554 | 0
09.02. | 3 | 840.9944 |  | 764.6551 | 0 | 24.321 | 52.0183 | 0
09.02. | 4 | 848.9257 |  | 765.6649 | 0 | 31.557 | 51.7038 | 0
09.02. | 5 | 854.1753 |  | 768.1894 | 0 | 34.974 | 51.0119 | 0
09.02. | 6 | 852.0218 |  | 766.2875 | 0 | 34.974 | 50.7603 | 0
09.02. | 7 | 856.8 |  | 767.2973 | 0 | 38.994 | 50.5087 | 0
09.02. | 8 | 878.3457 |  | 784.3704 | 0 | 43.215 | 50.7603 | 0
09.02. | 9 | 887.9352 |  | 787.6154 | 0 | 49.245 | 51.0748 | 0
09.02. | 10 | 906.7437 |  | 805.4189 | 0 | 50.25 | 51.0748 | 0
09.02. | 11 | 913.8033 |  | 817.4529 | 0 | 45.024 | 51.3264 | 0
09.02. | 12 | 908.89 |  | 812.4138 | 0 | 45.024 | 51.4522 | 0
09.02. | 13 | 919.2392 |  | 815.2617 | 0 | 51.456 | 52.5215 | 0
09.02. | 14 | 910.5683 |  | 789.9584 | 0 | 68.34 | 52.2699 | 0
09.02. | 15 | 913.257 |  | 779.042 | 0 | 82.008 | 52.207 | 0
09.02. | 16 | 917.0533 |  | 783.8556 | 0 | 80.802 | 52.3957 | 0
09.02. | 17 | 914.0841 |  | 782.8458 | 0 | 78.591 | 52.6473 | 0
09.02. | 18 | 915.4891 |  | 785.532 | 0 | 77.184 | 52.7731 | 0
09.02. | 19 | 915.305 |  | 791.8702 | 0 | 72.36 | 51.0748 | 0
09.02. | 20 | 938.0477 |  | 810.1786 | 0 | 76.983 | 50.8861 | 0
09.02. | 21 | 940.4933 |  | 810.1247 | 0 | 79.797 | 50.5716 | 0
09.02. | 22 | 933.7919 |  | 807.2669 | 0 | 75.576 | 50.949 | 0
09.02. | 23 | 902.1184 |  | 781.1694 | 0 | 68.742 | 52.207 | 0
09.02. | 24 | 900.8517 |  | 782.7919 | 0 | 65.727 | 52.3328 | 0
10.02. | 1 | 897.4318 |  | 767.2874 | 0 | 78.189 | 51.9554 | 0
10.02. | 2 | 909.1356 |  | 766.2776 | 0 | 90.651 | 52.207 | 0
10.02. | 3 | 909.0856 |  | 768.3511 | 0 | 88.842 | 51.8925 | 0
10.02. | 4 | 893.3857 |  | 767.5129 | 0 | 74.169 | 51.7038 | 0
10.02. | 5 | 900.7468 |  | 774.1206 | 0 | 75.174 | 51.4522 | 0
10.02. | 6 | 915.9402 |  | 774.9049 | 0 | 89.646 | 51.3893 | 0
10.02. | 7 | 932.4386 |  | 782.5224 | 0 | 99.093 | 50.8232 | 0
10.02. | 8 | 977.5737 |  | 829.6046 | 0 | 97.083 | 50.8861 | 0
10.02. | 9 | 983.0986 |  | 836.825 | 0 | 95.073 | 51.2006 | 0
10.02. | 10 | 976.5443 |  | 831.5164 | 0 | 95.274 | 49.7539 | 0
10.02. | 11 | 973.187 |  | 831.237 | 0 | 92.259 | 49.691 | 0
10.02. | 12 | 970.5289 |  | 836.4917 | 0 | 83.214 | 50.8232 | 0
10.02. | 13 | 962.7618 |  | 835.2564 | 0 | 76.179 | 51.3264 | 0
10.02. | 14 | 960.2466 |  | 829.4869 | 0 | 78.993 | 51.7667 | 0
10.02. | 15 | 963.4007 |  | 828.1438 | 0 | 83.616 | 51.6409 | 0
10.02. | 16 | 965.5323 |  | 829.2075 | 0 | 84.621 | 51.7038 | 0
10.02. | 17 | 977.0348 |  | 832.5702 | 0 | 93.264 | 51.2006 | 0
10.02. | 18 | 983.1887 |  | 836.2123 | 0 | 96.279 | 50.6974 | 0
10.02. | 19 | 988.0619 |  | 839.7906 | 0 | 96.882 | 51.3893 | 0
10.02. | 20 | 994.6202 |  | 849.3639 | 0 | 93.867 | 51.3893 | 0
10.02. | 21 | 1000.2569 |  | 852.5011 | 0 | 96.681 | 51.0748 | 0
10.02. | 22 | 1005.1799 |  | 849.6972 | 0 | 103.716 | 51.7667 | 0
10.02. | 23 | 1005.5095 |  | 852.2118 | 0 | 100.902 | 52.3957 | 0
10.02. | 24 | 1007.4262 |  | 852.5451 | 0 | 102.108 | 52.7731 | 0
11.02. | 1 | 949.4682 |  | 795.9435 | 0 | 100.5 | 53.0247 | 0
11.02. | 2 | 925.5727 |  | 785.4781 | 0 | 87.636 | 52.4586 | 0
11.02. | 3 | 915.8889 |  | 783.9095 | 0 | 79.395 | 52.5844 | 0
11.02. | 4 | 911.8022 |  | 782.738 | 0 | 76.983 | 52.0812 | 0
11.02. | 5 | 915.3824 |  | 783.8556 | 0 | 79.194 | 52.3328 | 0
11.02. | 6 | 916.1615 |  | 787.0467 | 0 | 76.782 | 52.3328 | 0
11.02. | 7 | 914.6075 |  | 789.2379 | 0 | 74.169 | 51.2006 | 0
11.02. | 8 | 1002.9707 |  | 875.226 | 0 | 75.978 | 51.7667 | 0
11.02. | 9 | 1014.7196 |  | 891.8481 | 0 | 70.35 | 52.5215 | 0
11.02. | 10 | 1019.5732 |  | 897.1666 | 0 | 69.948 | 52.4586 | 0
11.02. | 11 | 1012.3042 |  | 887.26 | 0 | 72.963 | 52.0812 | 0
11.02. | 12 | 1007.3253 |  | 871.0251 | 0 | 84.219 | 52.0812 | 0
11.02. | 13 | 1024.6128 |  | 869.6182 | 0 | 101.907 | 53.0876 | 0
11.02. | 14 | 1039.5649 |  | 874.2701 | 0 | 112.962 | 52.3328 | 0
11.02. | 15 | 1037.8057 |  | 867.8879 | 0 | 117.585 | 52.3328 | 0
11.02. | 16 | 1030.0958 |  | 869.1232 | 0 | 109.143 | 51.8296 | 0
11.02. | 17 | 1028.6129 |  | 875.7309 | 0 | 101.304 | 51.578 | 0
11.02. | 18 | 1043.4149 |  | 886.8629 | 0 | 103.716 | 52.836 | 0
11.02. | 19 | 1042.3394 |  | 895.3725 | 0 | 94.068 | 52.8989 | 0
11.02. | 20 | 1044.8737 |  | 910.3182 | 0 | 81.405 | 53.1505 | 0
11.02. | 21 | 1041.3164 |  | 908.6957 | 0 | 79.596 | 53.0247 | 0
11.02. | 22 | 1031.064 |  | 901.4214 | 0 | 77.184 | 52.4586 | 0
11.02. | 23 | 1020.2944 |  | 893.6422 | 0 | 74.571 | 52.0812 | 0
11.02. | 24 | 1010.5581 |  | 887.26 | 0 | 71.154 | 52.1441 | 0
12.02. | 1 | 906.2993 |  | 789.3457 | 0 | 65.124 | 51.8296 | 0
12.02. | 2 | 906.0896 |  | 786.2085 | 0 | 67.737 | 52.1441 | 0
12.02. | 3 | 910.9462 |  | 787.4977 | 0 | 71.556 | 51.8925 | 0
12.02. | 4 | 918.4429 |  | 787.2183 | 0 | 79.395 | 51.8296 | 0
12.02. | 5 | 914.3498 |  | 785.488 | 0 | 77.787 | 51.0748 | 0
12.02. | 6 | 909.8104 |  | 783.3606 | 0 | 75.375 | 51.0748 | 0
12.02. | 7 | 917.3966 |  | 792.429 | 0 | 73.767 | 51.2006 | 0
12.02. | 8 | 982.1163 |  | 864.5351 | 0 | 66.129 | 51.4522 | 0
12.02. | 9 | 971.2483 |  | 872.4859 | 0 | 47.436 | 51.3264 | 0
12.02. | 10 | 960.651 |  | 877.5789 | 0 | 31.557 | 51.5151 | 0
12.02. | 11 | 953.2715 |  | 875.677 | 0 | 26.331 | 51.2635 | 0
12.02. | 12 | 949.9306 |  | 873.378 | 0 | 24.723 | 51.8296 | 0
12.02. | 13 | 953.6832 |  | 867.834 | 0 | 33.768 | 52.0812 | 0
12.02. | 14 | 949.1088 |  | 858.4862 | 0 | 38.793 | 51.8296 | 0
12.02. | 15 | 938.976 |  | 854.9618 | 0 | 32.562 | 51.4522 | 0
12.02. | 16 | 942.2499 |  | 861.6773 | 0 | 28.743 | 51.8296 | 0
12.02. | 17 | 946.1736 |  | 866.0399 | 0 | 27.738 | 52.3957 | 0
12.02. | 18 | 947.2047 |  | 865.8144 | 0 | 28.743 | 52.6473 | 0
12.02. | 19 | 955.8337 |  | 873.7652 | 0 | 29.547 | 52.5215 | 0
12.02. | 20 | 958.7236 |  | 876.7946 | 0 | 30.351 | 51.578 | 0
12.02. | 21 | 958.4688 |  | 878.9121 | 0 | 26.532 | 53.0247 | 0
12.02. | 22 | 947.5002 |  | 868.4467 | 0 | 26.532 | 52.5215 | 0
12.02. | 23 | 948.304 |  | 864.138 | 0 | 31.959 | 52.207 | 0
12.02. | 24 | 954.5502 |  | 859.1528 | 0 | 42.813 | 52.5844 | 0
13.02. | 1 | 887.3282 |  | 783.3507 | 0 | 51.456 | 52.5215 | 0
13.02. | 2 | 883.5013 |  | 774.5617 | 0 | 56.481 | 52.4586 | 0
13.02. | 3 | 894.4715 |  | 773.7235 | 0 | 68.541 | 52.207 | 0
13.02. | 4 | 900.713 |  | 769.8658 | 0 | 79.395 | 51.4522 | 0
13.02. | 5 | 910.1025 |  | 771.7677 | 0 | 86.631 | 51.7038 | 0
13.02. | 6 | 917.2191 |  | 772.3265 | 0 | 93.063 | 51.8296 | 0
13.02. | 7 | 939.9163 |  | 787.2722 | 0 | 100.5 | 52.1441 | 0
13.02. | 8 | 1018.3008 |  | 859.0989 | 0 | 106.932 | 52.2699 | 0
13.02. | 9 | 1031.5737 |  | 869.231 | 0 | 109.947 | 52.3957 | 0
13.02. | 10 | 1036.2686 |  | 867.9957 | 0 | 115.374 | 52.8989 | 0
13.02. | 11 | 1049.8206 |  | 873.1426 | 0 | 123.213 | 53.465 | 0
13.02. | 12 | 1057.175 |  | 873.9269 | 0 | 129.846 | 53.4021 | 0
13.02. | 13 | 1057.2096 |  | 872.5299 | 0 | 131.655 | 53.0247 | 0
13.02. | 14 | 1071.4268 |  | 884.2845 | 0 | 133.866 | 53.2763 | 0
13.02. | 15 | 1075.4816 |  | 887.1962 | 0 | 135.072 | 53.2134 | 0
13.02. | 16 | 1061.3124 |  | 876.0543 | 0 | 131.856 | 53.4021 | 0
13.02. | 17 | 1044.6303 |  | 861.7213 | 0 | 129.444 | 53.465 | 0
13.02. | 18 | 1046.5686 |  | 867.2653 | 0 | 126.027 | 53.2763 | 0
13.02. | 19 | 1050.943 |  | 875.27 | 0 | 122.208 | 53.465 | 0
13.02. | 20 | 1056.3657 |  | 885.0149 | 0 | 118.389 | 52.9618 | 0
13.02. | 21 | 1060.2382 |  | 888.4854 | 0 | 118.791 | 52.9618 | 0
13.02. | 22 | 1061.9668 |  | 890.8922 | 0 | 117.987 | 53.0876 | 0
13.02. | 23 | 1056.7918 |  | 887.4756 | 0 | 115.977 | 53.3392 | 0
13.02. | 24 | 1050.4086 |  | 882.4365 | 0 | 114.57 | 53.4021 | 0
14.02. | 1 | 962.1454 |  | 792.3014 | 0 | 116.379 | 53.465 | 0
14.02. | 2 | 961.3875 |  | 785.7036 | 0 | 123.414 | 52.2699 | 0
14.02. | 3 | 967.1232 |  | 786.0369 | 0 | 128.439 | 52.6473 | 0
14.02. | 4 | 967.0991 |  | 783.5762 | 0 | 131.253 | 52.2699 | 0
14.02. | 5 | 968.2476 |  | 785.4781 | 0 | 130.248 | 52.5215 | 0
14.02. | 6 | 971.1268 |  | 788.0565 | 0 | 131.052 | 52.0183 | 0
14.02. | 7 | 990.1331 |  | 805.5806 | 0 | 132.66 | 51.8925 | 0
14.02. | 8 | 1079.8284 |  | 896.8333 | 0 | 130.851 | 52.1441 | 0
14.02. | 9 | 1091.9082 |  | 909.0389 | 0 | 130.851 | 52.0183 | 0
14.02. | 10 | 1094.216 |  | 914.2496 | 0 | 128.64 | 51.3264 | 0
14.02. | 11 | 1090.2144 |  | 909.5438 | 0 | 128.841 | 51.8296 | 0
14.02. | 12 | 1083.2991 |  | 904.6125 | 0 | 126.228 | 52.4586 | 0
14.02. | 13 | 1081.6107 |  | 907.0193 | 0 | 122.007 | 52.5844 | 0
14.02. | 14 | 1073.0859 |  | 903.4949 | 0 | 117.384 | 52.207 | 0
14.02. | 15 | 1062.1596 |  | 896.1128 | 0 | 114.972 | 51.0748 | 0
14.02. | 16 | 1059.2906 |  | 895.2647 | 0 | 111.756 | 52.2699 | 0
14.02. | 17 | 1059.253 |  | 900.691 | 0 | 105.726 | 52.836 | 0
14.02. | 18 | 1061.7684 |  | 910.7692 | 0 | 98.289 | 52.7102 | 0
14.02. | 19 | 1065.4918 |  | 918.1612 | 0 | 94.872 | 52.4586 | 0
14.02. | 20 | 1064.3413 |  | 918.9455 | 0 | 93.063 | 52.3328 | 0
14.02. | 21 | 1060.0616 |  | 917.8818 | 0 | 89.847 | 52.3328 | 0
14.02. | 22 | 1053.713 |  | 911.4457 | 0 | 90.249 | 52.0183 | 0
14.02. | 23 | 1042.8551 |  | 897.2843 | 0 | 93.867 | 51.7038 | 0
14.02. | 24 | 1018.9442 |  | 877.8583 | 0 | 89.445 | 51.6409 | 0
15.02. | 1 | 915.1959 |  | 774.6255 | 0 | 89.244 | 51.3264 | 0
15.02. | 2 | 903.6922 |  | 768.2972 | 0 | 83.817 | 51.578 | 0
15.02. | 3 | 906.8248 |  | 774.7333 | 0 | 80.199 | 51.8925 | 0
15.02. | 4 | 898.0781 |  | 769.0276 | 0 | 77.787 | 51.2635 | 0
15.02. | 5 | 893.28 |  | 764.4934 | 0 | 77.586 | 51.2006 | 0
15.02. | 6 | 898.1087 |  | 773.003 | 0 | 73.968 | 51.1377 | 0
15.02. | 7 | 902.4896 |  | 782.5224 | 0 | 69.144 | 50.8232 | 0
15.02. | 8 | 950.8633 |  | 833.4722 | 0 | 67.134 | 50.2571 | 0
15.02. | 9 | 956.6101 |  | 842.8739 | 0 | 62.913 | 50.8232 | 0
15.02. | 10 | 971.8315 |  | 860.2803 | 0 | 60.099 | 51.4522 | 0
15.02. | 11 | 970.3146 |  | 858.3245 | 0 | 61.104 | 50.8861 | 0
15.02. | 12 | 966.7832 |  | 852.1678 | 0 | 63.918 | 50.6974 | 0
15.02. | 13 | 964.5426 |  | 846.8493 | 0 | 66.933 | 50.7603 | 0
15.02. | 14 | 929.0104 |  | 814.6589 | 0 | 63.717 | 50.6345 | 0
15.02. | 15 | 927.0014 |  | 813.3158 | 0 | 63.114 | 50.5716 | 0
15.02. | 16 | 928.9059 |  | 814.605 | 0 | 63.918 | 50.3829 | 0
15.02. | 17 | 923.0981 |  | 811.1983 | 0 | 62.712 | 49.1878 | 0
15.02. | 18 | 930.9226 |  | 820.4284 | 0 | 60.3 | 50.1942 | 0
15.02. | 19 | 939.2615 |  | 837.2859 | 0 | 52.662 | 49.3136 | 0
15.02. | 20 | 943.4782 |  | 847.0308 | 0 | 47.637 | 48.8104 | 0
15.02. | 21 | 940.0341 |  | 848.5994 | 0 | 42.813 | 48.6217 | 0
15.02. | 22 | 940.5545 |  | 849.3837 | 0 | 42.612 | 48.5588 | 0
15.02. | 23 | 906.0315 |  | 816.1296 | 0 | 41.406 | 48.4959 | 0
15.02. | 24 | 898.5739 |  | 809.5758 | 0 | 39.999 | 48.9991 | 0
16.02. | 1 | 822.6034 |  | 735.0629 | 0 | 38.793 | 48.7475 | 0
16.02. | 2 | 816.0413 |  | 735.1707 | 0 | 31.557 | 49.3136 | 0
16.02. | 3 | 810.7641 |  | 734.2786 | 0 | 27.738 | 48.7475 | 0
16.02. | 4 | 809.219 |  | 734.2786 | 0 | 26.13 | 48.8104 | 0
16.02. | 5 | 805.4826 |  | 733.4943 | 0 | 23.115 | 48.8733 | 0
16.02. | 6 | 802.5589 |  | 735.8472 | 0 | 18.09 | 48.6217 | 0
16.02. | 7 | 805.6338 |  | 739.8765 | 0 | 16.884 | 48.8733 | 0
16.02. | 8 | 826.8272 |  | 759.2486 | 0 | 18.894 | 48.6846 | 0
16.02. | 9 | 830.1706 |  | 758.7976 | 0 | 22.311 | 49.062 | 0
16.02. | 10 | 851.3284 |  | 780.9098 | 0 | 21.105 | 49.3136 | 0
16.02. | 11 | 857.5086 |  | 788.6351 | 0 | 19.497 | 49.3765 | 0
16.02. | 12 | 858.6897 |  | 791.8262 | 0 | 17.487 | 49.3765 | 0
16.02. | 13 | 848.8415 |  | 786.1744 | 0 | 13.668 | 48.9991 | 0
16.02. | 14 | 812.5441 |  | 751.5233 | 0 | 12.462 | 48.5588 | 0
16.02. | 15 | 804.0355 |  | 741.6706 | 0 | 13.869 | 48.4959 | 0
16.02. | 16 | 808.4913 |  | 745.9254 | 0 | 14.07 | 48.4959 | 0
16.02. | 17 | 822.7346 |  | 757.4545 | 0 | 16.281 | 48.9991 | 0
16.02. | 18 | 844.0367 |  | 775.8168 | 0 | 19.095 | 49.1249 | 0
16.02. | 19 | 861.8609 |  | 791.4929 | 0 | 21.306 | 49.062 | 0
16.02. | 20 | 883.1817 |  | 810.414 | 0 | 23.517 | 49.2507 | 0
16.02. | 21 | 880.058 |  | 811.4238 | 0 | 19.698 | 48.9362 | 0
16.02. | 22 | 870.3175 |  | 806.1053 | 0 | 15.276 | 48.9362 | 0
16.02. | 23 | 830.5847 |  | 766.5229 | 0 | 14.874 | 49.1878 | 0
16.02. | 24 | 818.2193 |  | 757.7878 | 0 | 11.055 | 49.3765 | 0
17.02. | 1 | 796.2022 |  | 739.2 | 0 | 7.437 | 49.5652 | 0
17.02. | 2 | 798.8458 |  | 743.1754 | 0 | 6.231 | 49.4394 | 0
17.02. | 3 | 800.9742 |  | 743.9597 | 0 | 7.638 | 49.3765 | 0
17.02. | 4 | 808.1276 |  | 744.744 | 0 | 14.07 | 49.3136 | 0
17.02. | 5 | 813.2827 |  | 744.6362 | 0 | 19.899 | 48.7475 | 0
17.02. | 6 | 821.061 |  | 746.2587 | 0 | 25.929 | 48.8733 | 0
17.02. | 7 | 837.5628 |  | 758.4643 | 0 | 30.351 | 48.7475 | 0
17.02. | 8 | 886.696 |  | 804.7083 | 0 | 33.366 | 48.6217 | 0
17.02. | 9 | 900.5719 |  | 814.8404 | 0 | 36.984 | 48.7475 | 0
17.02. | 10 | 901.1968 |  | 815.6786 | 0 | 36.582 | 48.9362 | 0
17.02. | 11 | 888.9498 |  | 807.7278 | 0 | 32.16 | 49.062 | 0
17.02. | 12 | 883.7238 |  | 807.7278 | 0 | 26.934 | 49.062 | 0
17.02. | 13 | 874.7664 |  | 800.228 | 0 | 25.728 | 48.8104 | 0
17.02. | 14 | 872.2813 |  | 798.4977 | 0 | 25.728 | 48.0556 | 0
17.02. | 15 | 876.9535 |  | 802.076 | 0 | 26.13 | 48.7475 | 0
17.02. | 16 | 891.3824 |  | 814.2816 | 0 | 28.542 | 48.5588 | 0
17.02. | 17 | 909.7631 |  | 827.9381 | 0 | 32.763 | 49.062 | 0
17.02. | 18 | 930.4493 |  | 844.2269 | 0 | 36.783 | 49.4394 | 0
17.02. | 19 | 940.8326 |  | 845.7416 | 0 | 46.029 | 49.062 | 0
17.02. | 20 | 962.1694 |  | 854.0257 | 0 | 58.893 | 49.2507 | 0
17.02. | 21 | 971.5756 |  | 859.1726 | 0 | 62.712 | 49.691 | 0
17.02. | 22 | 966.1461 |  | 852.2855 | 0 | 63.918 | 49.9426 | 0
17.02. | 23 | 967.8106 |  | 851.7267 | 0 | 66.33 | 49.7539 | 0
17.02. | 24 | 967.0706 |  | 841.7024 | 0 | 75.174 | 50.1942 | 0
18.02. | 1 | 920.9457 |  | 789.635 | 0 | 80.802 | 50.5087 | 0
18.02. | 2 | 923.1219 |  | 786.7233 | 0 | 85.827 | 50.5716 | 0
18.02. | 3 | 934.3769 |  | 788.0664 | 0 | 95.676 | 50.6345 | 0
18.02. | 4 | 945.8339 |  | 788.0664 | 0 | 107.133 | 50.6345 | 0
18.02. | 5 | 956.6725 |  | 788.7429 | 0 | 117.987 | 49.9426 | 0
18.02. | 6 | 963.3674 |  | 790.086 | 0 | 123.213 | 50.0684 | 0
18.02. | 7 | 973.1385 |  | 799.3799 | 0 | 123.816 | 49.9426 | 0
18.02. | 8 | 1047.3032 |  | 874.1722 | 0 | 122.811 | 50.32 | 0
18.02. | 9 | 1047.6086 |  | 882.9073 | 0 | 114.57 | 50.1313 | 0
18.02. | 10 | 1037.6847 |  | 888.1719 | 0 | 99.696 | 49.8168 | 0
18.02. | 11 | 1011.2652 |  | 877.481 | 0 | 84.219 | 49.5652 | 0
18.02. | 12 | 1001.0033 |  | 872.7213 | 0 | 78.591 | 49.691 | 0
18.02. | 13 | 992.671 |  | 870.3684 | 0 | 72.36 | 49.9426 | 0
18.02. | 14 | 973.4823 |  | 862.0843 | 0 | 61.707 | 49.691 | 0
18.02. | 15 | 960.2412 |  | 858.8932 | 0 | 51.657 | 49.691 | 0
18.02. | 16 | 956.6461 |  | 858.3883 | 0 | 48.441 | 49.8168 | 0
18.02. | 17 | 962.1069 |  | 862.6431 | 0 | 49.647 | 49.8168 | 0
18.02. | 18 | 971.2802 |  | 869.5302 | 0 | 52.059 | 49.691 | 0
18.02. | 19 | 990.0418 |  | 876.6967 | 0 | 63.717 | 49.6281 | 0
18.02. | 20 | 1005.4583 |  | 882.6279 | 0 | 72.762 | 50.0684 | 0
18.02. | 21 | 1026.5441 |  | 892.9855 | 0 | 83.616 | 49.9426 | 0
18.02. | 22 | 1021.4286 |  | 884.9808 | 0 | 86.631 | 49.8168 | 0
18.02. | 23 | 1011.1326 |  | 880.3388 | 0 | 81.606 | 49.1878 | 0
18.02. | 24 | 1001.9324 |  | 879.329 | 0 | 73.164 | 49.4394 | 0
19.02. | 1 | 910.8422 |  | 795.8016 | 0 | 65.727 | 49.3136 | 0
19.02. | 2 | 893.5105 |  | 788.1302 | 0 | 55.878 | 49.5023 | 0
19.02. | 3 | 886.3583 |  | 790.3115 | 0 | 46.23 | 49.8168 | 0
19.02. | 4 | 884.2028 |  | 791.0958 | 0 | 43.416 | 49.691 | 0
19.02. | 5 | 879.6196 |  | 787.292 | 0 | 43.014 | 49.3136 | 0
19.02. | 6 | 879.4783 |  | 787.0126 | 0 | 43.215 | 49.2507 | 0
19.02. | 7 | 897.8742 |  | 795.6839 | 0 | 52.059 | 50.1313 | 0
19.02. | 8 | 973.4228 |  | 866.6724 | 0 | 56.682 | 50.0684 | 0
19.02. | 9 | 976.837 |  | 875.0104 | 0 | 51.255 | 50.5716 | 0
19.02. | 10 | 964.2695 |  | 876.2996 | 0 | 37.587 | 50.3829 | 0
19.02. | 11 | 949.3933 |  | 874.6771 | 0 | 24.522 | 50.1942 | 0
19.02. | 12 | 954.4891 |  | 883.4661 | 0 | 20.703 | 50.32 | 0
19.02. | 13 | 955.9516 |  | 884.2504 | 0 | 21.507 | 50.1942 | 0
19.02. | 14 | 957.2444 |  | 882.4024 | 0 | 24.522 | 50.32 | 0
19.02. | 15 | 952.1103 |  | 874.7948 | 0 | 27.939 | 49.3765 | 0
19.02. | 16 | 955.0559 |  | 873.2801 | 0 | 31.959 | 49.8168 | 0
19.02. | 17 | 963.1797 |  | 875.4614 | 0 | 37.587 | 50.1313 | 0
19.02. | 18 | 971.0983 |  | 878.7064 | 0 | 42.009 | 50.3829 | 0
19.02. | 19 | 982.6217 |  | 884.2504 | 0 | 48.24 | 50.1313 | 0
19.02. | 20 | 987.1183 |  | 883.3583 | 0 | 54.069 | 49.691 | 0
19.02. | 21 | 1000.9728 |  | 892.5884 | 0 | 57.687 | 50.6974 | 0
19.02. | 22 | 1000.2653 |  | 892.5345 | 0 | 57.285 | 50.4458 | 0
19.02. | 23 | 985.7506 |  | 880.8338 | 0 | 54.471 | 50.4458 | 0
19.02. | 24 | 994.5948 |  | 885.1425 | 0 | 58.692 | 50.7603 | 0
20.02. | 1 | 913.6101 |  | 802.3994 | 0 | 60.702 | 50.5087 | 0
20.02. | 2 | 901.7183 |  | 796.8015 | 0 | 54.471 | 50.4458 | 0
20.02. | 3 | 901.4663 |  | 800.2181 | 0 | 51.054 | 50.1942 | 0
20.02. | 4 | 902.3017 |  | 798.5417 | 0 | 54.069 | 49.691 | 0
20.02. | 5 | 902.683 |  | 800.6691 | 0 | 52.26 | 49.7539 | 0
20.02. | 6 | 900.9086 |  | 799.2721 | 0 | 52.26 | 49.3765 | 0
20.02. | 7 | 908.5911 |  | 803.9779 | 0 | 55.677 | 48.9362 | 0
20.02. | 8 | 973.8798 |  | 867.5205 | 0 | 57.486 | 48.8733 | 0
20.02. | 9 | 979.9525 |  | 879.2212 | 0 | 51.858 | 48.8733 | 0
20.02. | 10 | 965.8131 |  | 877.7065 | 0 | 38.793 | 49.3136 | 0
20.02. | 11 | 959.7214 |  | 880.6721 | 0 | 29.547 | 49.5023 | 0
20.02. | 12 | 954.464 |  | 882.3485 | 0 | 22.11 | 50.0055 | 0
20.02. | 13 | 946.0815 |  | 877.7604 | 0 | 18.693 | 49.6281 | 0
20.02. | 14 | 943.2086 |  | 872.388 | 0 | 21.507 | 49.3136 | 0
20.02. | 15 | 943.9895 |  | 868.5842 | 0 | 26.532 | 48.8733 | 0
20.02. | 16 | 951.4713 |  | 868.9175 | 0 | 33.366 | 49.1878 | 0
20.02. | 17 | 952.6684 |  | 861.4716 | 0 | 42.009 | 49.1878 | 0
20.02. | 18 | 958.3802 |  | 863.6529 | 0 | 45.225 | 49.5023 | 0
20.02. | 19 | 970.8561 |  | 864.3833 | 0 | 57.285 | 49.1878 | 0
20.02. | 20 | 995.4099 |  | 871.3243 | 0 | 74.772 | 49.3136 | 0
20.02. | 21 | 1022.0943 |  | 880.6721 | 0 | 91.857 | 49.5652 | 0
20.02. | 22 | 1034.3869 |  | 883.3044 | 0 | 101.706 | 49.3765 | 0
20.02. | 23 | 1033.6327 |  | 876.9222 | 0 | 107.334 | 49.3765 | 0
20.02. | 24 | 1024.0835 |  | 869.8096 | 0 | 104.52 | 49.7539 | 0
21.02. | 1 | 947.8983 |  | 798.875 | 0 | 98.892 | 50.1313 | 0
21.02. | 2 | 936.2227 |  | 788.2919 | 0 | 97.485 | 50.4458 | 0
21.02. | 3 | 928.4979 |  | 790.1399 | 0 | 88.038 | 50.32 | 0
21.02. | 4 | 908.6865 |  | 782.6401 | 0 | 75.978 | 50.0684 | 0
21.02. | 5 | 896.234 |  | 780.1255 | 0 | 66.732 | 49.3765 | 0
21.02. | 6 | 904.2827 |  | 783.2627 | 0 | 71.958 | 49.062 | 0
21.02. | 7 | 928.7292 |  | 798.4878 | 0 | 80.802 | 49.4394 | 0
21.02. | 8 | 1017.9808 |  | 876.6967 | 0 | 91.656 | 49.6281 | 0
21.02. | 9 | 1022.0528 |  | 881.5741 | 0 | 91.857 | 48.6217 | 0
21.02. | 10 | 1013.1197 |  | 880.8437 | 0 | 83.214 | 49.062 | 0
21.02. | 11 | 1008.3796 |  | 874.3438 | 0 | 84.219 | 49.8168 | 0
21.02. | 12 | 992.6895 |  | 866.6185 | 0 | 76.38 | 49.691 | 0
21.02. | 13 | 968.6824 |  | 864.545 | 0 | 54.069 | 50.0684 | 0
21.02. | 14 | 944.1525 |  | 855.756 | 0 | 38.391 | 50.0055 | 0
21.02. | 15 | 941.7587 |  | 856.3786 | 0 | 36.381 | 48.9991 | 0
21.02. | 16 | 950.0815 |  | 861.2461 | 0 | 39.396 | 49.4394 | 0
21.02. | 17 | 967.0345 |  | 877.03 | 0 | 39.999 | 50.0055 | 0
21.02. | 18 | 987.2309 |  | 896.5099 | 0 | 40.401 | 50.32 | 0
21.02. | 19 | 988.4956 |  | 897.5736 | 0 | 40.602 | 50.32 | 0
21.02. | 20 | 989.1834 |  | 898.4118 | 0 | 40.2 | 50.5716 | 0
21.02. | 21 | 1003.888 |  | 901.0441 | 0 | 52.461 | 50.3829 | 0
21.02. | 22 | 1027.0256 |  | 904.9117 | 0 | 72.36 | 49.7539 | 0
21.02. | 23 | 1037.7978 |  | 900.0442 | 0 | 88.44 | 49.3136 | 0
21.02. | 24 | 1049.7436 |  | 898.1962 | 0 | 102.108 | 49.4394 | 0
22.02. | 1 | 961.2098 |  | 802.2377 | 0 | 109.344 | 49.6281 | 0
22.02. | 2 | 960.181 |  | 795.4045 | 0 | 114.771 | 50.0055 | 0
22.02. | 3 | 959.1616 |  | 794.7379 | 0 | 115.173 | 49.2507 | 0
22.02. | 4 | 959.8384 |  | 799.4976 | 0 | 111.153 | 49.1878 | 0
22.02. | 5 | 947.171 |  | 796.2526 | 0 | 102.108 | 48.8104 | 0
22.02. | 6 | 942.6166 |  | 803.4191 | 0 | 90.45 | 48.7475 | 0
22.02. | 7 | 940.0177 |  | 808.4582 | 0 | 82.812 | 48.7475 | 0
22.02. | 8 | 972.9058 |  | 847.5896 | 0 | 76.38 | 48.9362 | 0
22.02. | 9 | 977.4195 |  | 858.5599 | 0 | 69.546 | 49.3136 | 0
22.02. | 10 | 977.698 |  | 873.1723 | 0 | 55.275 | 49.2507 | 0
22.02. | 11 | 970.5612 |  | 884.3142 | 0 | 37.185 | 49.062 | 0
22.02. | 12 | 942.9337 |  | 876.3095 | 0 | 17.688 | 48.9362 | 0
22.02. | 13 | 912.3157 |  | 856.4963 | 0 | 7.638 | 48.1814 | 0
22.02. | 14 | 885.204 |  | 832.0851 | 0 | 4.623 | 48.4959 | 0
22.02. | 15 | 878.3382 |  | 825.1441 | 0 | 4.824 | 48.3701 | 0
22.02. | 16 | 886.019 |  | 828.1636 | 0 | 9.045 | 48.8104 | 0
22.02. | 17 | 889.8566 |  | 827.7665 | 0 | 12.462 | 49.6281 | 0
22.02. | 18 | 898.7073 |  | 833.5899 | 0 | 15.678 | 49.4394 | 0
22.02. | 19 | 920.8689 |  | 852.7365 | 0 | 18.693 | 49.4394 | 0
22.02. | 20 | 945.9619 |  | 874.0105 | 0 | 22.512 | 49.4394 | 0
22.02. | 21 | 949.1192 |  | 872.9468 | 0 | 26.733 | 49.4394 | 0
22.02. | 22 | 950.4456 |  | 871.0449 | 0 | 30.15 | 49.2507 | 0
22.02. | 23 | 924.9666 |  | 839.1339 | 0 | 36.582 | 49.2507 | 0
22.02. | 24 | 927.876 |  | 827.4332 | 0 | 51.255 | 49.1878 | 0
23.02. | 1 | 880.9469 |  | 771.0571 | 0 | 60.702 | 49.1878 | 0
23.02. | 2 | 887.442 |  | 775.3658 | 0 | 62.511 | 49.5652 | 0
23.02. | 3 | 889.7453 |  | 776.3756 | 0 | 64.119 | 49.2507 | 0
23.02. | 4 | 900.2881 |  | 780.0078 | 0 | 70.149 | 50.1313 | 0
23.02. | 5 | 903.2376 |  | 781.8019 | 0 | 71.556 | 49.8797 | 0
23.02. | 6 | 918.9312 |  | 795.0712 | 0 | 74.169 | 49.691 | 0
23.02. | 7 | 927.1244 |  | 798.7672 | 0 | 78.792 | 49.5652 | 0
23.02. | 8 | 944.8541 |  | 811.811 | 0 | 83.415 | 49.6281 | 0
23.02. | 9 | 947.0621 |  | 815.8403 | 0 | 81.405 | 49.8168 | 0
23.02. | 10 | 962.7093 |  | 840.0799 | 0 | 72.561 | 50.0684 | 0
23.02. | 11 | 960.6691 |  | 854.359 | 0 | 56.682 | 49.6281 | 0
23.02. | 12 | 934.3173 |  | 843.4965 | 0 | 41.004 | 49.8168 | 0
23.02. | 13 | 921.3568 |  | 843.5504 | 0 | 27.738 | 50.0684 | 0
23.02. | 14 | 881.7478 |  | 816.2913 | 0 | 16.08 | 49.3765 | 0
23.02. | 15 | 874.2165 |  | 817.9677 | 0 | 6.432 | 49.8168 | 0
23.02. | 16 | 872.4555 |  | 818.5804 | 0 | 3.618 | 50.2571 | 0
23.02. | 17 | 875.668 |  | 822.6735 | 0 | 3.618 | 49.3765 | 0
23.02. | 18 | 885.8582 |  | 832.9772 | 0 | 3.819 | 49.062 | 0
23.02. | 19 | 902.7568 |  | 847.5896 | 0 | 6.231 | 48.9362 | 0
23.02. | 20 | 924.1537 |  | 864.2117 | 0 | 10.251 | 49.691 | 0
23.02. | 21 | 926.0309 |  | 862.7608 | 0 | 14.271 | 48.9991 | 0
23.02. | 22 | 923.1814 |  | 855.6042 | 0 | 19.899 | 47.6782 | 0
23.02. | 23 | 898.2315 |  | 827.6147 | 0 | 23.316 | 47.3008 | 0
23.02. | 24 | 898.7064 |  | 825.0363 | 0 | 25.929 | 47.7411 | 0
24.02. | 1 | 890.813 |  | 814.2277 | 0 | 28.341 | 48.2443 | 0
24.02. | 2 | 892.6807 |  | 815.2914 | 0 | 29.145 | 48.2443 | 0
24.02. | 3 | 892.7175 |  | 815.5169 | 0 | 29.145 | 48.0556 | 0
24.02. | 4 | 893.7225 |  | 815.5169 | 0 | 30.15 | 48.0556 | 0
24.02. | 5 | 895.1872 |  | 817.9237 | 0 | 29.145 | 48.1185 | 0
24.02. | 6 | 896.3892 |  | 823.2961 | 0 | 24.723 | 48.3701 | 0
24.02. | 7 | 900.9166 |  | 830.6881 | 0 | 22.11 | 48.1185 | 0
24.02. | 8 | 936.7958 |  | 871.6675 | 0 | 16.884 | 48.2443 | 0
24.02. | 9 | 943.1446 |  | 882.4123 | 0 | 11.859 | 48.8733 | 0
24.02. | 10 | 932.6673 |  | 876.986 | 0 | 7.437 | 48.2443 | 0
24.02. | 11 | 928.7821 |  | 875.7507 | 0 | 4.221 | 48.8104 | 0
24.02. | 12 | 921.725 |  | 870.6038 | 0 | 2.814 | 48.3072 | 0
24.02. | 13 | 916.4391 |  | 866.5745 | 0 | 1.809 | 48.0556 | 0
24.02. | 14 | 902.4254 |  | 852.0699 | 0 | 1.608 | 48.7475 | 0
24.02. | 15 | 884.9903 |  | 834.3203 | 0 | 1.608 | 49.062 | 0
24.02. | 16 | 881.1897 |  | 829.6145 | 0 | 2.01 | 49.5652 | 0
24.02. | 17 | 890.3513 |  | 837.3937 | 0 | 3.015 | 49.9426 | 0
24.02. | 18 | 900.6102 |  | 846.1827 | 0 | 4.422 | 50.0055 | 0
24.02. | 19 | 904.3078 |  | 849.4277 | 0 | 4.623 | 50.2571 | 0
24.02. | 20 | 921.2795 |  | 865.7704 | 0 | 4.623 | 50.8861 | 0
24.02. | 21 | 929.1403 |  | 875.2898 | 0 | 3.216 | 50.6345 | 0
24.02. | 22 | 924.4499 |  | 871.0889 | 0 | 2.412 | 50.949 | 0
24.02. | 23 | 909.4462 |  | 856.9275 | 0 | 2.01 | 50.5087 | 0
24.02. | 24 | 907.9959 |  | 855.1873 | 0 | 1.608 | 51.2006 | 0
25.02. | 1 | 850.4777 |  | 797.4681 | 0 | 1.809 | 51.2006 | 0
25.02. | 2 | 849.0578 |  | 795.3946 | 0 | 2.211 | 51.4522 | 0
25.02. | 3 | 855.3445 |  | 800.4876 | 0 | 3.216 | 51.6409 | 0
25.02. | 4 | 858.0194 |  | 801.8307 | 0 | 4.422 | 51.7667 | 0
25.02. | 5 | 856.0908 |  | 798.0808 | 0 | 6.432 | 51.578 | 0
25.02. | 6 | 863.682 |  | 800.4337 | 0 | 11.859 | 51.3893 | 0
25.02. | 7 | 878.3288 |  | 809.3404 | 0 | 18.291 | 50.6974 | 0
25.02. | 8 | 966.5324 |  | 891.0737 | 0 | 24.321 | 51.1377 | 0
25.02. | 9 | 985.2584 |  | 900.9803 | 0 | 32.763 | 51.5151 | 0
25.02. | 10 | 965.8613 |  | 882.6279 | 0 | 33.165 | 50.0684 | 0
25.02. | 11 | 967.5392 |  | 884.0788 | 0 | 32.763 | 50.6974 | 0
25.02. | 12 | 967.3248 |  | 882.0691 | 0 | 35.376 | 49.8797 | 0
25.02. | 13 | 957.5602 |  | 874.2899 | 0 | 33.768 | 49.5023 | 0
25.02. | 14 | 948.8568 |  | 870.3244 | 0 | 30.351 | 48.1814 | 0
25.02. | 15 | 948.0886 |  | 871.893 | 0 | 28.14 | 48.0556 | 0
25.02. | 16 | 948.0615 |  | 873.4616 | 0 | 26.733 | 47.8669 | 0
25.02. | 17 | 954.2919 |  | 883.4221 | 0 | 22.311 | 48.5588 | 0
25.02. | 18 | 957.4245 |  | 889.8582 | 0 | 18.693 | 48.8733 | 0
25.02. | 19 | 960.5676 |  | 892.4366 | 0 | 19.698 | 48.433 | 0
25.02. | 20 | 971.0967 |  | 898.4316 | 0 | 24.924 | 47.7411 | 0
25.02. | 21 | 979.9081 |  | 897.1424 | 0 | 34.773 | 47.9927 | 0
25.02. | 22 | 997.1575 |  | 901.2256 | 0 | 47.436 | 48.4959 | 0
25.02. | 23 | 1016.0109 |  | 901.0441 | 0 | 64.521 | 50.4458 | 0
25.02. | 24 | 1029.2424 |  | 893.7599 | 0 | 84.219 | 51.2635 | 0
26.02. | 1 | 945.7768 |  | 798.5857 | 0 | 95.676 | 51.5151 | 0
26.02. | 2 | 952.2198 |  | 794.6642 | 0 | 105.726 | 51.8296 | 0
26.02. | 3 | 960.5529 |  | 791.3653 | 0 | 117.987 | 51.2006 | 0
26.02. | 4 | 952.1301 |  | 781.0077 | 0 | 119.796 | 51.3264 | 0
26.02. | 5 | 956.9051 |  | 781.7381 | 0 | 124.218 | 50.949 | 0
26.02. | 6 | 959.9179 |  | 780.1156 | 0 | 129.042 | 50.7603 | 0
26.02. | 7 | 965.2374 |  | 784.091 | 0 | 130.449 | 50.6974 | 0
26.02. | 8 | 1042.4671 |  | 856.8098 | 0 | 134.268 | 51.3893 | 0
26.02. | 9 | 1056.945 |  | 868.285 | 0 | 137.082 | 51.578 | 0
26.02. | 10 | 1047.7117 |  | 866.0498 | 0 | 130.65 | 51.0119 | 0
26.02. | 11 | 1036.196 |  | 864.9861 | 0 | 120.198 | 51.0119 | 0
26.02. | 12 | 1022.4096 |  | 864.2018 | 0 | 107.133 | 51.0748 | 0
26.02. | 13 | 997.1593 |  | 853.2854 | 0 | 92.862 | 51.0119 | 0
26.02. | 14 | 977.5026 |  | 848.0747 | 0 | 77.787 | 51.6409 | 0
26.02. | 15 | 963.3249 |  | 847.7414 | 0 | 64.32 | 51.2635 | 0
26.02. | 16 | 950.4838 |  | 847.2365 | 0 | 51.858 | 51.3893 | 0
26.02. | 17 | 944.1336 |  | 852.104 | 0 | 40.2 | 51.8296 | 0
26.02. | 18 | 946.0928 |  | 859.8293 | 0 | 34.371 | 51.8925 | 0
26.02. | 19 | 950.2523 |  | 867.1036 | 0 | 30.753 | 52.3957 | 0
26.02. | 20 | 953.514 |  | 874.775 | 0 | 26.532 | 52.207 | 0
26.02. | 21 | 948.9517 |  | 873.1525 | 0 | 23.718 | 52.0812 | 0
26.02. | 22 | 948.2064 |  | 874.2162 | 0 | 21.909 | 52.0812 | 0
26.02. | 23 | 945.6519 |  | 870.9712 | 0 | 22.914 | 51.7667 | 0
26.02. | 24 | 948.4637 |  | 869.3487 | 0 | 27.537 | 51.578 | 0
27.02. | 1 | 875.2028 |  | 786.1007 | 0 | 37.587 | 51.5151 | 0
27.02. | 2 | 874.8474 |  | 779.4391 | 0 | 44.019 | 51.3893 | 0
27.02. | 3 | 871.9906 |  | 776.4196 | 0 | 44.622 | 50.949 | 0
27.02. | 4 | 861.5193 |  | 762.9347 | 0 | 48.642 | 49.9426 | 0
27.02. | 5 | 868.2894 |  | 764.2778 | 0 | 54.069 | 49.9426 | 0
27.02. | 6 | 872.2305 |  | 765.2777 | 0 | 55.878 | 51.0748 | 0
27.02. | 7 | 890.0341 |  | 774.4 | 0 | 64.119 | 51.5151 | 0
27.02. | 8 | 977.3931 |  | 854.7363 | 0 | 70.953 | 51.7038 | 0
27.02. | 9 | 973.2156 |  | 860.7852 | 0 | 61.104 | 51.3264 | 0
27.02. | 10 | 967.8289 |  | 866.5547 | 0 | 50.451 | 50.8232 | 0
27.02. | 11 | 968.9642 |  | 870.7556 | 0 | 47.637 | 50.5716 | 0
27.02. | 12 | 963.7295 |  | 867.6184 | 0 | 45.225 | 50.8861 | 0
27.02. | 13 | 961.3685 |  | 864.2018 | 0 | 46.029 | 51.1377 | 0
27.02. | 14 | 964.9226 |  | 865.5449 | 0 | 48.24 | 51.1377 | 0
27.02. | 15 | 967.5692 |  | 865.491 | 0 | 51.255 | 50.8232 | 0
27.02. | 16 | 974.2522 |  | 863.4175 | 0 | 59.697 | 51.1377 | 0
27.02. | 17 | 977.6107 |  | 866.6625 | 0 | 59.496 | 51.4522 | 0
27.02. | 18 | 993.5824 |  | 876.2897 | 0 | 65.526 | 51.7667 | 0
27.02. | 19 | 992.4438 |  | 880.4906 | 0 | 60.501 | 51.4522 | 0
27.02. | 20 | 982.9249 |  | 881.7259 | 0 | 50.25 | 50.949 | 0
27.02. | 21 | 990.1219 |  | 879.8779 | 0 | 59.295 | 50.949 | 0
27.02. | 22 | 1000.4378 |  | 877.1917 | 0 | 72.36 | 50.8861 | 0
27.02. | 23 | 1015.7628 |  | 876.4613 | 0 | 88.038 | 51.2635 | 0
27.02. | 24 | 1017.9627 |  | 867.3929 | 0 | 99.495 | 51.0748 | 0
28.02. | 1 | 936.628 |  | 779.8901 | 0 | 105.726 | 51.0119 | 0
28.02. | 2 | 935.473 |  | 776.4735 | 0 | 107.736 | 51.2635 | 0
28.02. | 3 | 931.3085 |  | 775.9147 | 0 | 104.319 | 51.0748 | 0
28.02. | 4 | 924.5929 |  | 776.699 | 0 | 96.882 | 51.0119 | 0
28.02. | 5 | 914.1409 |  | 776.699 | 0 | 86.43 | 51.0119 | 0
28.02. | 6 | 909.0169 |  | 779.5029 | 0 | 79.194 | 50.32 | 0
28.02. | 7 | 909.8676 |  | 785.8312 | 0 | 73.968 | 50.0684 | 0
28.02. | 8 | 994.0181 |  | 866.3391 | 0 | 77.988 | 49.691 | 0
28.02. | 9 | 1001.9337 |  | 872.3979 | 0 | 81.606 | 47.9298 | 0
28.02. | 10 | 1013.0116 |  | 871.893 | 0 | 93.063 | 48.0556 | 0
28.02. | 11 | 1013.5124 |  | 864.7804 | 0 | 100.299 | 48.433 | 0
28.02. | 12 | 1017.4899 |  | 857.3884 | 0 | 111.354 | 48.7475 | 0
28.02. | 13 | 1027.2161 |  | 853.3591 | 0 | 125.424 | 48.433 | 0
28.02. | 14 | 1037.2116 |  | 851.2317 | 0 | 137.484 | 48.4959 | 0
28.02. | 15 | 1052.8328 |  | 857.3785 | 0 | 145.323 | 50.1313 | 0
28.02. | 16 | 1038.8106 |  | 853.6825 | 0 | 134.871 | 50.2571 | 0
28.02. | 17 | 1037.1471 |  | 852.8982 | 0 | 133.866 | 50.3829 | 0
28.02. | 18 | 1044.2716 |  | 862.246 | 0 | 131.454 | 50.5716 | 0
28.02. | 19 | 1044.9213 |  | 868.5743 | 0 | 126.027 | 50.32 | 0
28.02. | 20 | 1052.0349 |  | 873.1624 | 0 | 128.238 | 50.6345 | 0
28.02. | 21 | 1038.6508 |  | 866.7901 | 0 | 122.61 | 49.2507 | 0
28.02. | 22 | 1045.0124 |  | 866.6185 | 0 | 128.64 | 49.7539 | 0
28.02. | 23 | 1056.5764 |  | 863.9224 | 0 | 141.705 | 50.949 | 0
28.02. | 24 | 1048.2947 |  | 849.5355 | 0 | 147.936 | 50.8232 | 0
01.03. | 1 | 953.5118 |  | 743.0577 | 0 | 160.197 | 50.2571 | 0
01.03. | 2 | 947.0433 |  | 737.2442 | 0 | 160.8 | 48.9991 | 0
01.03. | 3 | 934.1791 |  | 732.9355 | 0 | 152.559 | 48.6846 | 0
01.03. | 4 | 934.1801 |  | 731.5924 | 0 | 153.966 | 48.6217 | 0
01.03. | 5 | 936.5324 |  | 731.8718 | 0 | 155.976 | 48.6846 | 0
01.03. | 6 | 936.3781 |  | 738.2001 | 0 | 149.745 | 48.433 | 0
01.03. | 7 | 932.0225 |  | 743.7441 | 0 | 140.097 | 48.1814 | 0
01.03. | 8 | 968.7571 |  | 789.9243 | 0 | 129.645 | 49.1878 | 0
01.03. | 9 | 978.8958 |  | 804.9239 | 0 | 124.218 | 49.7539 | 0
01.03. | 10 | 971.8155 |  | 805.8699 | 0 | 115.374 | 50.5716 | 0
01.03. | 11 | 963.7305 |  | 801.2279 | 0 | 112.56 | 49.9426 | 0
01.03. | 12 | 981.4392 |  | 799.1005 | 0 | 132.459 | 49.8797 | 0
01.03. | 13 | 999.3207 |  | 798.9289 | 0 | 149.946 | 50.4458 | 0
01.03. | 14 | 1025.7333 |  | 799.4877 | 0 | 175.674 | 50.5716 | 0
01.03. | 15 | 1025.8709 |  | 799.5515 | 0 | 176.88 | 49.4394 | 0
01.03. | 16 | 1029.7496 |  | 799.2721 | 0 | 181.101 | 49.3765 | 0
01.03. | 17 | 1037.0218 |  | 809.4581 | 0 | 177.684 | 49.8797 | 0
01.03. | 18 | 1040.637 |  | 817.7961 | 0 | 172.458 | 50.3829 | 0
01.03. | 19 | 1027.3548 |  | 824.1244 | 0 | 153.162 | 50.0684 | 0
01.03. | 20 | 1009.5927 |  | 823.7372 | 0 | 136.479 | 49.3765 | 0
01.03. | 21 | 983.7712 |  | 819.7618 | 0 | 114.57 | 49.4394 | 0
01.03. | 22 | 958.7286 |  | 814.6688 | 0 | 94.872 | 49.1878 | 0
01.03. | 23 | 934.6031 |  | 811.811 | 0 | 73.164 | 49.6281 | 0
01.03. | 24 | 924.4262 |  | 812.1982 | 0 | 61.908 | 50.32 | 0
02.03. | 1 | 863.8597 |  | 759.7975 | 0 | 53.868 | 50.1942 | 0
02.03. | 2 | 856.7103 |  | 753.6408 | 0 | 53.064 | 50.0055 | 0
02.03. | 3 | 850.5478 |  | 747.8174 | 0 | 52.662 | 50.0684 | 0
02.03. | 4 | 861.8167 |  | 749.8909 | 0 | 62.109 | 49.8168 | 0
02.03. | 5 | 865.4715 |  | 750.1164 | 0 | 65.727 | 49.6281 | 0
02.03. | 6 | 880.1739 |  | 751.1262 | 0 | 79.797 | 49.2507 | 0
02.03. | 7 | 916.956 |  | 765.4592 | 0 | 102.309 | 49.1878 | 0
02.03. | 8 | 975.9253 |  | 809.6297 | 0 | 116.982 | 49.3136 | 0
02.03. | 9 | 993.4692 |  | 817.6883 | 0 | 126.027 | 49.7539 | 0
02.03. | 10 | 1020.0767 |  | 834.9869 | 0 | 135.273 | 49.8168 | 0
02.03. | 11 | 1033.1461 |  | 847.869 | 0 | 136.278 | 48.9991 | 0
02.03. | 12 | 1030.9592 |  | 850.3297 | 0 | 131.253 | 49.3765 | 0
02.03. | 13 | 1027.9283 |  | 842.6484 | 0 | 134.268 | 51.0119 | 0
02.03. | 14 | 1008.689 |  | 813.8746 | 0 | 144.117 | 50.6974 | 0
02.03. | 15 | 1030.1616 |  | 819.5803 | 0 | 159.192 | 51.3893 | 0
02.03. | 16 | 1046.5246 |  | 828.7565 | 0 | 165.624 | 52.1441 | 0
02.03. | 17 | 1064.4043 |  | 845.2169 | 0 | 167.232 | 51.9554 | 0
02.03. | 18 | 1088.1381 |  | 862.7949 | 0 | 173.262 | 52.0812 | 0
02.03. | 19 | 1106.2013 |  | 881.6621 | 0 | 172.458 | 52.0812 | 0
02.03. | 20 | 1110.8407 |  | 889.2796 | 0 | 170.046 | 51.5151 | 0
02.03. | 21 | 1109.2369 |  | 888.2159 | 0 | 169.443 | 51.578 | 0
02.03. | 22 | 1089.9395 |  | 880.9416 | 0 | 157.986 | 51.0119 | 0
02.03. | 23 | 1059.5626 |  | 852.9521 | 0 | 155.976 | 50.6345 | 0
02.03. | 24 | 1056.2108 |  | 845.8934 | 0 | 158.991 | 51.3264 | 0
03.03. | 1 | 1009.9755 |  | 793.1495 | 0 | 164.619 | 52.207 | 0
03.03. | 2 | 1005.5826 |  | 788.8947 | 0 | 164.418 | 52.2699 | 0
03.03. | 3 | 1002.4273 |  | 787.2722 | 0 | 163.011 | 52.1441 | 0
03.03. | 4 | 996.619 |  | 785.1448 | 0 | 159.393 | 52.0812 | 0
03.03. | 5 | 993.1791 |  | 785.6497 | 0 | 155.574 | 51.9554 | 0
03.03. | 6 | 995.6955 |  | 794.3848 | 0 | 149.544 | 51.7667 | 0
03.03. | 7 | 996.5084 |  | 801.8307 | 0 | 142.911 | 51.7667 | 0
03.03. | 8 | 1042.4139 |  | 848.9668 | 0 | 141.303 | 52.1441 | 0
03.03. | 9 | 1043.1094 |  | 854.2853 | 0 | 136.68 | 52.1441 | 0
03.03. | 10 | 1031.6532 |  | 848.6335 | 0 | 131.253 | 51.7667 | 0
03.03. | 11 | 1026.9235 |  | 846.9571 | 0 | 128.64 | 51.3264 | 0
03.03. | 12 | 1022.6219 |  | 845.0552 | 0 | 126.429 | 51.1377 | 0
03.03. | 13 | 1016.7997 |  | 842.1974 | 0 | 123.213 | 51.3893 | 0
03.03. | 14 | 1020.044 |  | 843.5944 | 0 | 124.62 | 51.8296 | 0
03.03. | 15 | 1016.0479 |  | 841.7464 | 0 | 122.409 | 51.8925 | 0
03.03. | 16 | 1013.6033 |  | 840.4572 | 0 | 121.002 | 52.1441 | 0
03.03. | 17 | 1025.4585 |  | 850.1383 | 0 | 122.61 | 52.7102 | 0
03.03. | 18 | 1028.5909 |  | 852.2657 | 0 | 123.615 | 52.7102 | 0
03.03. | 19 | 1031.9267 |  | 860.3243 | 0 | 118.389 | 53.2134 | 0
03.03. | 20 | 1020.6195 |  | 859.4322 | 0 | 108.54 | 52.6473 | 0
03.03. | 21 | 1009.7319 |  | 859.4861 | 0 | 97.284 | 52.9618 | 0
03.03. | 22 | 1000.3924 |  | 855.5107 | 0 | 91.857 | 53.0247 | 0
03.03. | 23 | 1000.6663 |  | 852.9323 | 0 | 94.269 | 53.465 | 0
03.03. | 24 | 984.4622 |  | 844.9815 | 0 | 85.827 | 53.6537 | 0
04.03. | 1 | 924.4149 |  | 790.3995 | 0 | 80.802 | 53.2134 | 0
04.03. | 2 | 917.0876 |  | 788.0466 | 0 | 75.576 | 53.465 | 0
04.03. | 3 | 907.3777 |  | 786.7035 | 0 | 67.335 | 53.3392 | 0
04.03. | 4 | 898.3705 |  | 785.5859 | 0 | 59.697 | 53.0876 | 0
04.03. | 5 | 884.1948 |  | 782.5664 | 0 | 49.044 | 52.5844 | 0
04.03. | 6 | 883.8724 |  | 785.8114 | 0 | 45.225 | 52.836 | 0
04.03. | 7 | 895.7174 |  | 793.7622 | 0 | 49.245 | 52.7102 | 0
04.03. | 8 | 961.9983 |  | 868.2212 | 0 | 41.004 | 52.7731 | 0
04.03. | 9 | 952.9234 |  | 878.1278 | 0 | 21.708 | 53.0876 | 0
04.03. | 10 | 953.5339 |  | 878.2994 | 0 | 22.713 | 52.5215 | 0
04.03. | 11 | 953.3377 |  | 867.2752 | 0 | 34.17 | 51.8925 | 0
04.03. | 12 | 976.9291 |  | 862.0744 | 0 | 63.717 | 51.1377 | 0
04.03. | 13 | 1011.1583 |  | 863.0743 | 0 | 95.877 | 52.207 | 0
04.03. | 14 | 1033.0454 |  | 862.2361 | 0 | 118.791 | 52.0183 | 0
04.03. | 15 | 1053.6519 |  | 862.29 | 0 | 139.092 | 52.2699 | 0
04.03. | 16 | 1070.7734 |  | 868.1035 | 0 | 149.142 | 53.5279 | 0
04.03. | 17 | 1079.4285 |  | 875.8288 | 0 | 149.946 | 53.6537 | 0
04.03. | 18 | 1070.9689 |  | 874.8828 | 0 | 143.313 | 52.7731 | 0
04.03. | 19 | 1073.0022 |  | 882.9953 | 0 | 136.479 | 53.5279 | 0
04.03. | 20 | 1072.5512 |  | 883.7257 | 0 | 135.675 | 53.1505 | 0
04.03. | 21 | 1067.1318 |  | 874.0006 | 0 | 142.308 | 50.8232 | 0
04.03. | 22 | 1062.4764 |  | 877.0201 | 0 | 134.067 | 51.3893 | 0
04.03. | 23 | 1065.1759 |  | 880.7601 | 0 | 131.454 | 52.9618 | 0
04.03. | 24 | 1058.3519 |  | 878.1817 | 0 | 126.831 | 53.3392 | 0
05.03. | 1 | 962.4557 |  | 781.3311 | 0 | 128.037 | 53.0876 | 0
05.03. | 2 | 968.2268 |  | 774.6156 | 0 | 140.901 | 52.7102 | 0
05.03. | 3 | 970.3321 |  | 771.5961 | 0 | 146.529 | 52.207 | 0
05.03. | 4 | 973.3807 |  | 771.5422 | 0 | 149.946 | 51.8925 | 0
05.03. | 5 | 961.6672 |  | 770.7579 | 0 | 138.891 | 52.0183 | 0
05.03. | 6 | 951.8705 |  | 771.2628 | 0 | 128.841 | 51.7667 | 0
05.03. | 7 | 939.003 |  | 775.3559 | 0 | 112.761 | 50.8861 | 0
05.03. | 8 | 999.0778 |  | 846.6238 | 0 | 101.505 | 50.949 | 0
05.03. | 9 | 994.6784 |  | 850.4914 | 0 | 93.867 | 50.32 | 0
05.03. | 10 | 999.6484 |  | 859.2804 | 0 | 90.048 | 50.32 | 0
05.03. | 11 | 1009.759 |  | 867.5546 | 0 | 90.249 | 51.9554 | 0
05.03. | 12 | 1024.7054 |  | 865.04 | 0 | 108.339 | 51.3264 | 0
05.03. | 13 | 1045.7495 |  | 862.3538 | 0 | 132.258 | 51.1377 | 0
05.03. | 14 | 1050.081 |  | 854.3491 | 0 | 144.72 | 51.0119 | 0
05.03. | 15 | 1053.1072 |  | 854.7363 | 0 | 146.73 | 51.6409 | 0
05.03. | 16 | 1063.7487 |  | 859.9371 | 0 | 151.353 | 52.4586 | 0
05.03. | 17 | 1070.3461 |  | 862.6772 | 0 | 154.77 | 52.8989 | 0
05.03. | 18 | 1063.373 |  | 864.0203 | 0 | 146.328 | 53.0247 | 0
05.03. | 19 | 1064.4001 |  | 869.1672 | 0 | 141.705 | 53.5279 | 0
05.03. | 20 | 1062.2826 |  | 873.1426 | 0 | 135.675 | 53.465 | 0
05.03. | 21 | 1045.4091 |  | 869.2849 | 0 | 123.414 | 52.7102 | 0
05.03. | 22 | 1040.4329 |  | 864.2458 | 0 | 123.414 | 52.7731 | 0
05.03. | 23 | 1040.3635 |  | 862.7311 | 0 | 124.419 | 53.2134 | 0
05.03. | 24 | 1040.1038 |  | 861.6674 | 0 | 125.223 | 53.2134 | 0
06.03. | 1 | 967.0702 |  | 782.5026 | 0 | 130.851 | 53.7166 | 0
06.03. | 2 | 966.1978 |  | 779.6448 | 0 | 132.459 | 54.094 | 0
06.03. | 3 | 970.7579 |  | 779.6448 | 0 | 137.082 | 54.0311 | 0
06.03. | 4 | 966.1924 |  | 777.7429 | 0 | 134.67 | 53.7795 | 0
06.03. | 5 | 962.2677 |  | 774.7234 | 0 | 134.268 | 53.2763 | 0
06.03. | 6 | 960.4816 |  | 774.2185 | 0 | 132.861 | 53.4021 | 0
06.03. | 7 | 959.2668 |  | 779.7625 | 0 | 126.228 | 53.2763 | 0
06.03. | 8 | 1022.6522 |  | 854.6186 | 0 | 115.575 | 52.4586 | 0
06.03. | 9 | 1019.706 |  | 866.0938 | 0 | 100.902 | 52.7102 | 0
06.03. | 10 | 1013.8337 |  | 873.9907 | 0 | 87.636 | 52.207 | 0
06.03. | 11 | 1018.6504 |  | 878.1278 | 0 | 87.435 | 53.0876 | 0
06.03. | 12 | 1023.5013 |  | 872.2505 | 0 | 98.289 | 52.9618 | 0
06.03. | 13 | 1028.7447 |  | 878.5249 | 0 | 97.887 | 52.3328 | 0
06.03. | 14 | 1043.0831 |  | 882.7258 | 0 | 108.339 | 52.0183 | 0
06.03. | 15 | 1041.9356 |  | 879.4808 | 0 | 110.751 | 51.7038 | 0
06.03. | 16 | 1052.0032 |  | 880.4268 | 0 | 118.992 | 52.5844 | 0
06.03. | 17 | 1050.7701 |  | 881.9954 | 0 | 116.379 | 52.3957 | 0
06.03. | 18 | 1048.0874 |  | 884.8532 | 0 | 111.153 | 52.0812 | 0
06.03. | 19 | 1046.7709 |  | 892.8579 | 0 | 101.706 | 52.207 | 0
06.03. | 20 | 1040.9921 |  | 895.0931 | 0 | 93.063 | 52.836 | 0
06.03. | 21 | 1025.654 |  | 889.4413 | 0 | 83.817 | 52.3957 | 0
06.03. | 22 | 1005.9578 |  | 882.4464 | 0 | 71.556 | 51.9554 | 0
06.03. | 23 | 990.7296 |  | 878.7504 | 0 | 59.898 | 52.0812 | 0
06.03. | 24 | 978.8161 |  | 876.623 | 0 | 50.049 | 52.1441 | 0
07.03. | 1 | 872.5836 |  | 780.2135 | 0 | 39.597 | 52.7731 | 0
07.03. | 2 | 853.7434 |  | 768.4589 | 0 | 32.763 | 52.5215 | 0
07.03. | 3 | 847.997 |  | 767.6746 | 0 | 27.738 | 52.5844 | 0
07.03. | 4 | 842.6884 |  | 768.4589 | 0 | 21.708 | 52.5215 | 0
07.03. | 5 | 832.1536 |  | 764.9345 | 0 | 15.075 | 52.1441 | 0
07.03. | 6 | 827.898 |  | 766.3315 | 0 | 9.045 | 52.5215 | 0
07.03. | 7 | 842.4704 |  | 780.439 | 0 | 9.447 | 52.5844 | 0
07.03. | 8 | 890.7367 |  | 826.683 | 0 | 11.658 | 52.3957 | 0
07.03. | 9 | 904.3571 |  | 834.6877 | 0 | 17.085 | 52.5844 | 0
07.03. | 10 | 925.4068 |  | 847.8492 | 0 | 25.728 | 51.8296 | 0
07.03. | 11 | 957.2978 |  | 863.2459 | 0 | 42.411 | 51.6409 | 0
07.03. | 12 | 973.4061 |  | 864.6429 | 0 | 56.682 | 52.0812 | 0
07.03. | 13 | 985.642 |  | 863.5253 | 0 | 70.35 | 51.7667 | 0
07.03. | 14 | 966.0736 |  | 832.1731 | 0 | 82.008 | 51.8925 | 0
07.03. | 15 | 973.275 |  | 833.5701 | 0 | 87.435 | 52.2699 | 0
07.03. | 16 | 980.6608 |  | 832.678 | 0 | 96.279 | 51.7038 | 0
07.03. | 17 | 990.3804 |  | 835.8152 | 0 | 103.113 | 51.4522 | 0
07.03. | 18 | 1005.8203 |  | 839.9622 | 0 | 114.972 | 50.8861 | 0
07.03. | 19 | 1019.2184 |  | 846.8053 | 0 | 123.414 | 48.9991 | 0
07.03. | 20 | 1046.708 |  | 859.1187 | 0 | 138.087 | 49.5023 | 0
07.03. | 21 | 1065.4691 |  | 867.5645 | 0 | 147.333 | 50.5716 | 0
07.03. | 22 | 1064.1365 |  | 863.5792 | 0 | 148.539 | 52.0183 | 0
07.03. | 23 | 1032.0486 |  | 834.1289 | 0 | 145.524 | 52.3957 | 0
07.03. | 24 | 1012.9927 |  | 827.2957 | 0 | 132.861 | 52.836 | 0
08.03. | 1 | 943.0879 |  | 773.8852 | 0 | 116.178 | 53.0247 | 0
08.03. | 2 | 927.438 |  | 770.9735 | 0 | 103.314 | 53.1505 | 0
08.03. | 3 | 914.3489 |  | 768.5128 | 0 | 93.063 | 52.7731 | 0
08.03. | 4 | 895.9261 |  | 765.7188 | 0 | 78.189 | 52.0183 | 0
08.03. | 5 | 880.8869 |  | 767.2874 | 0 | 61.707 | 51.8925 | 0
08.03. | 6 | 872.2168 |  | 768.856 | 0 | 51.657 | 51.7038 | 0
08.03. | 7 | 875.5253 |  | 774.1745 | 0 | 49.647 | 51.7038 | 0
08.03. | 8 | 930.3944 |  | 825.0605 | 0 | 53.064 | 52.2699 | 0
08.03. | 9 | 937.499 |  | 830.8839 | 0 | 54.471 | 52.1441 | 0
08.03. | 10 | 936.5289 |  | 825.1144 | 0 | 58.893 | 52.5215 | 0
08.03. | 11 | 946.189 |  | 832.8397 | 0 | 60.702 | 52.6473 | 0
08.03. | 12 | 959.3348 |  | 839.0503 | 0 | 67.134 | 53.1505 | 0
08.03. | 13 | 964.1596 |  | 833.3985 | 0 | 77.988 | 52.7731 | 0
08.03. | 14 | 962.9218 |  | 826.4575 | 0 | 83.817 | 52.6473 | 0
08.03. | 15 | 969.9456 |  | 826.0703 | 0 | 91.857 | 52.0183 | 0
08.03. | 16 | 986.3313 |  | 830.4329 | 0 | 103.314 | 52.5844 | 0
08.03. | 17 | 997.4159 |  | 835.7514 | 0 | 109.143 | 52.5215 | 0
08.03. | 18 | 1012.5781 |  | 852.1579 | 0 | 108.339 | 52.0812 | 0
08.03. | 19 | 1028.8095 |  | 862.8488 | 0 | 113.565 | 52.3957 | 0
08.03. | 20 | 1032.0595 |  | 871.4123 | 0 | 107.937 | 52.7102 | 0
08.03. | 21 | 1018.3316 |  | 867.383 | 0 | 98.49 | 52.4586 | 0
08.03. | 22 | 1018.9354 |  | 861.7312 | 0 | 105.123 | 52.0812 | 0
08.03. | 23 | 1038.6008 |  | 860.442 | 0 | 125.826 | 52.3328 | 0
08.03. | 24 | 1054.095 |  | 852.7706 | 0 | 148.74 | 52.5844 | 0
09.03. | 1 | 999.2929 |  | 787.831 | 0 | 159.192 | 52.2699 | 0
09.03. | 2 | 996.7884 |  | 782.5125 | 0 | 162.006 | 52.2699 | 0
09.03. | 3 | 1006.0931 |  | 783.5762 | 0 | 170.247 | 52.2699 | 0
09.03. | 4 | 1010.2534 |  | 785.1987 | 0 | 172.659 | 52.3957 | 0
09.03. | 5 | 1008.9429 |  | 785.1448 | 0 | 171.654 | 52.1441 | 0
09.03. | 6 | 1008.1466 |  | 789.6251 | 0 | 166.629 | 51.8925 | 0
09.03. | 7 | 1004.394 |  | 795.1691 | 0 | 157.584 | 51.6409 | 0
09.03. | 8 | 1040.998 |  | 841.5209 | 0 | 147.333 | 52.1441 | 0
09.03. | 9 | 1033.3219 |  | 847.011 | 0 | 134.67 | 51.6409 | 0
09.03. | 10 | 1045.2915 |  | 862.8488 | 0 | 130.047 | 52.3957 | 0
09.03. | 11 | 1057.8231 |  | 868.6722 | 0 | 136.881 | 52.2699 | 0
09.03. | 12 | 1052.0317 |  | 863.2459 | 0 | 137.082 | 51.7038 | 0
09.03. | 13 | 1049.7871 |  | 863.2998 | 0 | 134.469 | 52.0183 | 0
09.03. | 14 | 1027.9428 |  | 834.6338 | 0 | 141.102 | 52.207 | 0
09.03. | 15 | 1035.2208 |  | 832.4525 | 0 | 150.75 | 52.0183 | 0
09.03. | 16 | 1045.0992 |  | 833.4623 | 0 | 159.996 | 51.6409 | 0
09.03. | 17 | 1067.4128 |  | 843.7022 | 0 | 171.252 | 52.4586 | 0
09.03. | 18 | 1073.1898 |  | 848.4619 | 0 | 172.458 | 52.2699 | 0
09.03. | 19 | 1086.5343 |  | 861.7312 | 0 | 172.659 | 52.1441 | 0
09.03. | 20 | 1089.4495 |  | 870.1869 | 0 | 167.433 | 51.8296 | 0
09.03. | 21 | 1101.3545 |  | 873.4858 | 0 | 175.473 | 52.3957 | 0
09.03. | 22 | 1096.8987 |  | 869.231 | 0 | 175.272 | 52.3957 | 0
09.03. | 23 | 1069.4186 |  | 844.7659 | 0 | 172.257 | 52.3957 | 0
09.03. | 24 | 1060.6873 |  | 838.3837 | 0 | 169.845 | 52.4586 | 0
10.03. | 1 | 1009.2765 |  | 782.287 | 0 | 174.468 | 52.5215 | 0
10.03. | 2 | 1007.973 |  | 783.684 | 0 | 171.453 | 52.836 | 0
10.03. | 3 | 995.0776 |  | 785.3604 | 0 | 156.378 | 53.3392 | 0
10.03. | 4 | 975.9476 |  | 778.14 | 0 | 144.72 | 53.0876 | 0
10.03. | 5 | 974.1513 |  | 775.9048 | 0 | 145.725 | 52.5215 | 0
10.03. | 6 | 976.7354 |  | 784.4683 | 0 | 139.494 | 52.7731 | 0
10.03. | 7 | 974.5699 |  | 787.831 | 0 | 134.469 | 52.2699 | 0
10.03. | 8 | 1008.8182 |  | 829.3153 | 0 | 127.233 | 52.2699 | 0
10.03. | 9 | 1017.8094 |  | 841.0699 | 0 | 124.218 | 52.5215 | 0
10.03. | 10 | 1013.2852 |  | 833.9573 | 0 | 126.429 | 52.8989 | 0
10.03. | 11 | 1008.7391 |  | 826.0065 | 0 | 129.645 | 53.0876 | 0
10.03. | 12 | 1018.0286 |  | 832.0554 | 0 | 133.263 | 52.7102 | 0
10.03. | 13 | 1032.466 |  | 833.4524 | 0 | 145.926 | 53.0876 | 0
10.03. | 14 | 1041.8436 |  | 831.9377 | 0 | 156.378 | 53.5279 | 0
10.03. | 15 | 1045.2365 |  | 829.477 | 0 | 162.609 | 53.1505 | 0
10.03. | 16 | 1053.6429 |  | 832.2171 | 0 | 167.835 | 53.5908 | 0
10.03. | 17 | 1067.8263 |  | 839.7169 | 0 | 174.267 | 53.8424 | 0
10.03. | 18 | 1074.3637 |  | 847.1089 | 0 | 173.664 | 53.5908 | 0
10.03. | 19 | 1078.4426 |  | 852.4813 | 0 | 172.056 | 53.9053 | 0
10.03. | 20 | 1082.0128 |  | 856.1773 | 0 | 172.056 | 53.7795 | 0
10.03. | 21 | 1079.3021 |  | 853.2656 | 0 | 172.257 | 53.7795 | 0
10.03. | 22 | 1070.9977 |  | 843.6923 | 0 | 173.463 | 53.8424 | 0
10.03. | 23 | 1069.9089 |  | 841.511 | 0 | 174.87 | 53.5279 | 0
10.03. | 24 | 1065.9245 |  | 838.7709 | 0 | 174.066 | 53.0876 | 0
11.03. | 1 | 1014.1447 |  | 792.5808 | 0 | 168.036 | 53.5279 | 0
11.03. | 2 | 1014.3447 |  | 793.9239 | 0 | 166.83 | 53.5908 | 0
11.03. | 3 | 1000.386 |  | 780.2674 | 0 | 167.031 | 53.0876 | 0
11.03. | 4 | 1000.9248 |  | 785.983 | 0 | 162.609 | 52.3328 | 0
11.03. | 5 | 1002.7686 |  | 788.8947 | 0 | 161.604 | 52.2699 | 0
11.03. | 6 | 1005.348 |  | 788.9486 | 0 | 163.815 | 52.5844 | 0
11.03. | 7 | 1015.0594 |  | 798.5219 | 0 | 164.016 | 52.5215 | 0
11.03. | 8 | 1092.098 |  | 877.3435 | 0 | 161.604 | 53.1505 | 0
11.03. | 9 | 1109.3085 |  | 892.5686 | 0 | 163.212 | 53.5279 | 0
11.03. | 10 | 1113.0198 |  | 892.2353 | 0 | 167.634 | 53.1505 | 0
11.03. | 11 | 1111.531 |  | 887.3678 | 0 | 171.453 | 52.7102 | 0
11.03. | 12 | 1100.9557 |  | 873.7652 | 0 | 174.669 | 52.5215 | 0
11.03. | 13 | 1097.4104 |  | 866.8781 | 0 | 177.885 | 52.6473 | 0
11.03. | 14 | 1093.4504 |  | 862.2262 | 0 | 177.885 | 53.3392 | 0
11.03. | 15 | 1093.068 |  | 860.486 | 0 | 178.488 | 54.094 | 0
11.03. | 16 | 1091.9175 |  | 861.2703 | 0 | 176.679 | 53.9682 | 0
11.03. | 17 | 1094.1036 |  | 864.4614 | 0 | 175.674 | 53.9682 | 0
11.03. | 18 | 1092.2936 |  | 865.8045 | 0 | 172.458 | 54.0311 | 0
11.03. | 19 | 1097.9153 |  | 878.2356 | 0 | 166.026 | 53.6537 | 0
11.03. | 20 | 1113.7688 |  | 891.3872 | 0 | 168.036 | 54.3456 | 0
11.03. | 21 | 1115.0713 |  | 891.3333 | 0 | 169.644 | 54.094 | 0
11.03. | 22 | 1117.0435 |  | 892.4509 | 0 | 170.247 | 54.3456 | 0
11.03. | 23 | 1115.7756 |  | 891.1078 | 0 | 170.448 | 54.2198 | 0
11.03. | 24 | 1112.0551 |  | 888.3677 | 0 | 169.845 | 53.8424 | 0
12.03. | 1 | 1022.9737 |  | 801.8747 | 0 | 167.634 | 53.465 | 0
12.03. | 2 | 1011.3874 |  | 796.3307 | 0 | 161.403 | 53.6537 | 0
12.03. | 3 | 999.2839 |  | 790.2818 | 0 | 154.971 | 54.0311 | 0
12.03. | 4 | 984.794 |  | 784.0712 | 0 | 147.132 | 53.5908 | 0
12.03. | 5 | 971.7268 |  | 782.4487 | 0 | 135.876 | 53.4021 | 0
12.03. | 6 | 966.4391 |  | 785.4143 | 0 | 127.434 | 53.5908 | 0
12.03. | 7 | 952.0146 |  | 786.0908 | 0 | 112.962 | 52.9618 | 0
12.03. | 8 | 1006.1816 |  | 859.3145 | 0 | 93.465 | 53.4021 | 0
12.03. | 9 | 996.0394 |  | 871.2946 | 0 | 71.154 | 53.5908 | 0
12.03. | 10 | 993.306 |  | 873.1965 | 0 | 66.33 | 53.7795 | 0
12.03. | 11 | 977.1592 |  | 859.0351 | 0 | 64.722 | 53.4021 | 0
12.03. | 12 | 979.3214 |  | 864.0742 | 0 | 61.908 | 53.3392 | 0
12.03. | 13 | 985.3265 |  | 867.2653 | 0 | 64.722 | 53.3392 | 0
12.03. | 14 | 969.5471 |  | 854.5009 | 0 | 61.707 | 53.3392 | 0
12.03. | 15 | 970.1566 |  | 856.0156 | 0 | 61.305 | 52.836 | 0
12.03. | 16 | 972.0486 |  | 863.8487 | 0 | 54.672 | 53.5279 | 0
12.03. | 17 | 967.8495 |  | 864.6869 | 0 | 49.446 | 53.7166 | 0
12.03. | 18 | 960.8764 |  | 866.03 | 0 | 41.004 | 53.8424 | 0
12.03. | 19 | 958.5102 |  | 865.0202 | 0 | 39.396 | 54.094 | 0
12.03. | 20 | 967.9597 |  | 861.0547 | 0 | 54.069 | 52.836 | 0
12.03. | 21 | 968.6215 |  | 853.4372 | 0 | 61.908 | 53.2763 | 0
12.03. | 22 | 987.4254 |  | 854.0499 | 0 | 79.596 | 53.7795 | 0
12.03. | 23 | 999.9103 |  | 853.545 | 0 | 92.46 | 53.9053 | 0
12.03. | 24 | 1002.7263 |  | 850.8588 | 0 | 98.088 | 53.7795 | 0
13.03. | 1 | 917.5228 |  | 769.7382 | 0 | 94.068 | 53.7166 | 0
13.03. | 2 | 916.4069 |  | 769.1255 | 0 | 94.068 | 53.2134 | 0
13.03. | 3 | 932.4237 |  | 773.498 | 0 | 106.53 | 52.3957 | 0
13.03. | 4 | 943.3103 |  | 774.7872 | 0 | 116.379 | 52.1441 | 0
13.03. | 5 | 950.7483 |  | 773.4441 | 0 | 125.223 | 52.0812 | 0
13.03. | 6 | 953.1145 |  | 774.4539 | 0 | 126.831 | 51.8296 | 0
13.03. | 7 | 963.2562 |  | 785.4242 | 0 | 125.625 | 52.207 | 0
13.03. | 8 | 1019.1989 |  | 853.1138 | 0 | 114.57 | 51.5151 | 0
13.03. | 9 | 1005.7167 |  | 858.099 | 0 | 96.48 | 51.1377 | 0
13.03. | 10 | 981.5599 |  | 857.8735 | 0 | 72.36 | 51.3264 | 0
13.03. | 11 | 962.5885 |  | 856.251 | 0 | 55.074 | 51.2635 | 0
13.03. | 12 | 965.6254 |  | 857.0892 | 0 | 57.084 | 51.4522 | 0
13.03. | 13 | 962.1882 |  | 859.1528 | 0 | 50.451 | 52.5844 | 0
13.03. | 14 | 965.8562 |  | 857.0793 | 0 | 55.878 | 52.8989 | 0
13.03. | 15 | 963.1495 |  | 848.7952 | 0 | 61.707 | 52.6473 | 0
13.03. | 16 | 972.1091 |  | 857.9175 | 0 | 61.104 | 53.0876 | 0
13.03. | 17 | 977.4363 |  | 866.3732 | 0 | 58.29 | 52.7731 | 0
13.03. | 18 | 990.9231 |  | 878.5788 | 0 | 59.697 | 52.6473 | 0
13.03. | 19 | 1014.1612 |  | 887.8727 | 0 | 73.767 | 52.5215 | 0
13.03. | 20 | 1047.683 |  | 901.8086 | 0 | 92.661 | 53.2134 | 0
13.03. | 21 | 1057.0507 |  | 894.1911 | 0 | 109.143 | 53.7166 | 0
13.03. | 22 | 1054.9709 |  | 884.059 | 0 | 117.384 | 53.5279 | 0
13.03. | 23 | 1062.2417 |  | 886.9707 | 0 | 121.806 | 53.465 | 0
13.03. | 24 | 1068.2632 |  | 888.1422 | 0 | 126.027 | 54.094 | 0
14.03. | 1 | 983.6257 |  | 802.4874 | 0 | 127.233 | 53.9053 | 0
14.03. | 2 | 985.3303 |  | 793.7523 | 0 | 137.484 | 54.094 | 0
14.03. | 3 | 991.0797 |  | 790.5073 | 0 | 146.73 | 53.8424 | 0
14.03. | 4 | 998.6916 |  | 790.7328 | 0 | 154.368 | 53.5908 | 0
14.03. | 5 | 1000.3961 |  | 790.6789 | 0 | 156.378 | 53.3392 | 0
14.03. | 6 | 1006.5381 |  | 790.9044 | 0 | 162.609 | 53.0247 | 0
14.03. | 7 | 1022.464 |  | 801.5414 | 0 | 167.835 | 53.0876 | 0
14.03. | 8 | 1084.6823 |  | 855.6185 | 0 | 175.473 | 53.5908 | 0
14.03. | 9 | 1080.5058 |  | 860.3243 | 0 | 167.031 | 53.1505 | 0
14.03. | 10 | 1093.7983 |  | 878.3533 | 0 | 162.609 | 52.836 | 0
14.03. | 11 | 1101.2454 |  | 888.7648 | 0 | 159.393 | 53.0876 | 0
14.03. | 12 | 1089.2459 |  | 882.8336 | 0 | 153.765 | 52.6473 | 0
14.03. | 13 | 1080.9199 |  | 877.6867 | 0 | 151.152 | 52.0812 | 0
14.03. | 14 | 1062.251 |  | 847.6237 | 0 | 162.609 | 52.0183 | 0
14.03. | 15 | 1074.4306 |  | 851.3736 | 0 | 170.85 | 52.207 | 0
14.03. | 16 | 1065.0921 |  | 846.0551 | 0 | 166.83 | 52.207 | 0
14.03. | 17 | 1060.2693 |  | 849.0207 | 0 | 158.79 | 52.4586 | 0
14.03. | 18 | 1068.0804 |  | 856.2411 | 0 | 159.192 | 52.6473 | 0
14.03. | 19 | 1089.072 |  | 881.265 | 0 | 154.971 | 52.836 | 0
14.03. | 20 | 1106.3139 |  | 894.8137 | 0 | 158.79 | 52.7102 | 0
14.03. | 21 | 1113.4683 |  | 894.2549 | 0 | 166.629 | 52.5844 | 0
14.03. | 22 | 1107.0035 |  | 888.657 | 0 | 165.825 | 52.5215 | 0
14.03. | 23 | 1080.2058 |  | 863.1282 | 0 | 164.619 | 52.4586 | 0
14.03. | 24 | 1081.0737 |  | 861.7851 | 0 | 166.83 | 52.4586 | 0
15.03. | 1 | 1022.166 |  | 801.6591 | 0 | 168.237 | 52.2699 | 0
15.03. | 2 | 1020.6864 |  | 799.865 | 0 | 168.237 | 52.5844 | 0
15.03. | 3 | 1012.3755 |  | 798.4141 | 0 | 162.006 | 51.9554 | 0
15.03. | 4 | 1003.1034 |  | 798.6396 | 0 | 152.76 | 51.7038 | 0
15.03. | 5 | 1001.4986 |  | 798.919 | 0 | 150.75 | 51.8296 | 0
15.03. | 6 | 997.4547 |  | 800.767 | 0 | 144.921 | 51.7667 | 0
15.03. | 7 | 997.0385 |  | 804.4091 | 0 | 141.303 | 51.3264 | 0
15.03. | 8 | 1042.8462 |  | 857.3147 | 0 | 134.268 | 51.2635 | 0
15.03. | 9 | 1051.7419 |  | 867.7801 | 0 | 132.258 | 51.7038 | 0
15.03. | 10 | 1051.6267 |  | 867.2752 | 0 | 132.459 | 51.8925 | 0
15.03. | 11 | 1054.5146 |  | 863.3537 | 0 | 138.891 | 52.2699 | 0
15.03. | 12 | 1055.8544 |  | 863.4615 | 0 | 139.494 | 52.8989 | 0
15.03. | 13 | 1054.8474 |  | 866.1477 | 0 | 135.675 | 53.0247 | 0
15.03. | 14 | 1060.1759 |  | 868.8878 | 0 | 137.886 | 53.4021 | 0
15.03. | 15 | 1053.0036 |  | 863.236 | 0 | 136.68 | 53.0876 | 0
15.03. | 16 | 1037.9045 |  | 860.7753 | 0 | 124.419 | 52.7102 | 0
15.03. | 17 | 1032.2429 |  | 860.8292 | 0 | 118.389 | 53.0247 | 0
15.03. | 18 | 1031.3195 |  | 861.388 | 0 | 116.781 | 53.1505 | 0
15.03. | 19 | 1031.0331 |  | 870.5103 | 0 | 106.932 | 53.5908 | 0
15.03. | 20 | 1025.6389 |  | 876.1082 | 0 | 95.877 | 53.6537 | 0
15.03. | 21 | 1007.9522 |  | 869.1771 | 0 | 86.631 | 52.1441 | 0
15.03. | 22 | 995.9167 |  | 857.3686 | 0 | 87.033 | 51.5151 | 0
15.03. | 23 | 997.7175 |  | 854.1676 | 0 | 90.651 | 52.8989 | 0
15.03. | 24 | 994.1744 |  | 848.903 | 0 | 92.058 | 53.2134 | 0
16.03. | 1 | 935.8124 |  | 794.9876 | 0 | 87.234 | 53.5908 | 0
16.03. | 2 | 930.7645 |  | 795.4925 | 0 | 81.807 | 53.465 | 0
16.03. | 3 | 926.9194 |  | 795.718 | 0 | 77.988 | 53.2134 | 0
16.03. | 4 | 924.0845 |  | 793.5367 | 0 | 77.586 | 52.9618 | 0
16.03. | 5 | 918.4314 |  | 792.4191 | 0 | 73.365 | 52.6473 | 0
16.03. | 6 | 927.1313 |  | 800.4777 | 0 | 73.566 | 53.0876 | 0
16.03. | 7 | 940.44 |  | 812.1784 | 0 | 75.174 | 53.0876 | 0
16.03. | 8 | 975.7249 |  | 856.295 | 0 | 66.531 | 52.8989 | 0
16.03. | 9 | 974.5626 |  | 866.6526 | 0 | 55.074 | 52.836 | 0
16.03. | 10 | 996.5361 |  | 887.8727 | 0 | 56.079 | 52.5844 | 0
16.03. | 11 | 1027.5658 |  | 909.48 | 0 | 65.124 | 52.9618 | 0
16.03. | 12 | 1039.136 |  | 912.6711 | 0 | 73.566 | 52.8989 | 0
16.03. | 13 | 1055.9655 |  | 910.5437 | 0 | 92.46 | 52.9618 | 0
16.03. | 14 | 1031.9829 |  | 873.7751 | 0 | 107.133 | 51.0748 | 0
16.03. | 15 | 1030.7556 |  | 862.9764 | 0 | 117.585 | 50.1942 | 0
16.03. | 16 | 1050.4443 |  | 869.7997 | 0 | 129.444 | 51.2006 | 0
16.03. | 17 | 1060.5142 |  | 873.3241 | 0 | 135.675 | 51.5151 | 0
16.03. | 18 | 1039.3071 |  | 856.3148 | 0 | 132.861 | 50.1313 | 0
16.03. | 19 | 1048.5584 |  | 877.7505 | 0 | 119.796 | 51.0119 | 0
16.03. | 20 | 1052.894 |  | 888.2159 | 0 | 113.163 | 51.5151 | 0
16.03. | 21 | 1048.1399 |  | 889.6668 | 0 | 106.329 | 52.1441 | 0
16.03. | 22 | 1036.1212 |  | 884.4561 | 0 | 98.892 | 52.7731 | 0
16.03. | 23 | 993.4726 |  | 856.0156 | 0 | 84.621 | 52.836 | 0
16.03. | 24 | 985.1861 |  | 852.6529 | 0 | 79.194 | 53.3392 | 0
17.03. | 1 | 923.8442 |  | 796.0612 | 0 | 75.576 | 52.207 | 0
17.03. | 2 | 924.5199 |  | 789.1741 | 0 | 83.013 | 52.3328 | 0
17.03. | 3 | 921.484 |  | 786.9928 | 0 | 82.41 | 52.0812 | 0
17.03. | 4 | 917.7478 |  | 790.5172 | 0 | 74.772 | 52.4586 | 0
17.03. | 5 | 909.9414 |  | 791.8064 | 0 | 65.928 | 52.207 | 0
17.03. | 6 | 911.5583 |  | 799.2523 | 0 | 60.099 | 52.207 | 0
17.03. | 7 | 910.9381 |  | 806.9237 | 0 | 52.059 | 51.9554 | 0
17.03. | 8 | 961.3492 |  | 851.9324 | 0 | 57.084 | 52.3328 | 0
17.03. | 9 | 972.7932 |  | 858.5401 | 0 | 62.109 | 52.1441 | 0
17.03. | 10 | 975.3139 |  | 857.5303 | 0 | 65.325 | 52.4586 | 0
17.03. | 11 | 975.5388 |  | 855.6823 | 0 | 67.335 | 52.5215 | 0
17.03. | 12 | 960.7213 |  | 855.1235 | 0 | 53.265 | 52.3328 | 0
17.03. | 13 | 937.08 |  | 842.864 | 0 | 42.009 | 52.207 | 0
17.03. | 14 | 927.0875 |  | 840.9621 | 0 | 34.17 | 51.9554 | 0
17.03. | 15 | 923.0222 |  | 841.9081 | 0 | 28.341 | 52.7731 | 0
17.03. | 16 | 924.4175 |  | 842.8002 | 0 | 28.341 | 53.2763 | 0
17.03. | 17 | 935.0612 |  | 849.6235 | 0 | 31.155 | 54.2827 | 0
17.03. | 18 | 931.3711 |  | 846.5501 | 0 | 31.356 | 53.465 | 0
17.03. | 19 | 940.4827 |  | 856.4028 | 0 | 30.552 | 53.5279 | 0
17.03. | 20 | 955.885 |  | 865.9761 | 0 | 36.381 | 53.5279 | 0
17.03. | 21 | 950.7177 |  | 867.0398 | 0 | 30.15 | 53.5279 | 0
17.03. | 22 | 946.2619 |  | 862.785 | 0 | 29.949 | 53.5279 | 0
17.03. | 23 | 939.6852 |  | 857.9175 | 0 | 28.743 | 53.0247 | 0
17.03. | 24 | 941.3593 |  | 858.1969 | 0 | 29.949 | 53.2134 | 0
18.03. | 1 | 891.8836 |  | 807.3648 | 0 | 31.557 | 52.9618 | 0
18.03. | 2 | 891.2687 |  | 803.9482 | 0 | 34.17 | 53.1505 | 0
18.03. | 3 | 896.9661 |  | 805.4629 | 0 | 38.793 | 52.7102 | 0
18.03. | 4 | 897.342 |  | 805.6884 | 0 | 39.195 | 52.4586 | 0
18.03. | 5 | 899.9689 |  | 806.4188 | 0 | 41.406 | 52.1441 | 0
18.03. | 6 | 907.3223 |  | 808.5462 | 0 | 46.632 | 52.1441 | 0
18.03. | 7 | 922.3554 |  | 823.7174 | 0 | 46.431 | 52.207 | 0
18.03. | 8 | 991.921 |  | 896.6617 | 0 | 42.612 | 52.6473 | 0
18.03. | 9 | 1000.4306 |  | 905.1713 | 0 | 42.612 | 52.6473 | 0
18.03. | 10 | 999.7353 |  | 904.1615 | 0 | 42.612 | 52.9618 | 0
18.03. | 11 | 1003.9541 |  | 902.539 | 0 | 48.642 | 52.7731 | 0
18.03. | 12 | 1009.5809 |  | 899.5734 | 0 | 57.486 | 52.5215 | 0
18.03. | 13 | 1010.5889 |  | 895.5441 | 0 | 62.712 | 52.3328 | 0
18.03. | 14 | 1023.328 |  | 893.2451 | 0 | 77.184 | 52.8989 | 0
18.03. | 15 | 1031.1757 |  | 896.3823 | 0 | 82.209 | 52.5844 | 0
18.03. | 16 | 1055.0832 |  | 901.5831 | 0 | 100.098 | 53.4021 | 0
18.03. | 17 | 1076.2994 |  | 907.4604 | 0 | 115.374 | 53.465 | 0
18.03. | 18 | 1074.1003 |  | 910.877 | 0 | 109.947 | 53.2763 | 0
18.03. | 19 | 1065.552 |  | 917.818 | 0 | 94.269 | 53.465 | 0
18.03. | 20 | 1054.7065 |  | 916.6465 | 0 | 85.224 | 52.836 | 0
18.03. | 21 | 1050.0984 |  | 916.0338 | 0 | 81.606 | 52.4586 | 0
18.03. | 22 | 1042.0562 |  | 914.4113 | 0 | 75.375 | 52.2699 | 0
18.03. | 23 | 1029.893 |  | 908.6418 | 0 | 68.541 | 52.7102 | 0
18.03. | 24 | 1026.1121 |  | 903.1517 | 0 | 69.747 | 53.2134 | 0
19.03. | 1 | 945.9376 |  | 816.6587 | 0 | 76.38 | 52.8989 | 0
19.03. | 2 | 945.5006 |  | 809.4383 | 0 | 83.415 | 52.6473 | 0
19.03. | 3 | 945.9265 |  | 807.5903 | 0 | 85.626 | 52.7102 | 0
19.03. | 4 | 945.1907 |  | 806.1394 | 0 | 87.033 | 52.0183 | 0
19.03. | 5 | 948.8214 |  | 803.9042 | 0 | 93.465 | 51.4522 | 0
19.03. | 6 | 956.8634 |  | 801.218 | 0 | 104.319 | 51.3264 | 0
19.03. | 7 | 975.6489 |  | 806.5365 | 0 | 117.786 | 51.3264 | 0
19.03. | 8 | 1059.6132 |  | 873.4418 | 0 | 135.474 | 50.6974 | 0
19.03. | 9 | 1078.1989 |  | 881.7259 | 0 | 145.524 | 50.949 | 0
19.03. | 10 | 1091.3957 |  | 884.5199 | 0 | 155.172 | 51.7038 | 0
19.03. | 11 | 1094.504 |  | 884.1866 | 0 | 158.991 | 51.3264 | 0
19.03. | 12 | 1088.2833 |  | 876.0202 | 0 | 162.006 | 50.2571 | 0
19.03. | 13 | 1091.7827 |  | 870.9272 | 0 | 170.85 | 50.0055 | 0
19.03. | 14 | 1094.3415 |  | 864.4273 | 0 | 179.091 | 50.8232 | 0
19.03. | 15 | 1093.7865 |  | 865.04 | 0 | 177.483 | 51.2635 | 0
19.03. | 16 | 1085.8428 |  | 860.6774 | 0 | 174.468 | 50.6974 | 0
19.03. | 17 | 1099.7679 |  | 874.3878 | 0 | 173.865 | 51.5151 | 0
19.03. | 18 | 1098.4079 |  | 876.3436 | 0 | 170.046 | 52.0183 | 0
19.03. | 19 | 1091.549 |  | 879.5347 | 0 | 159.996 | 52.0183 | 0
19.03. | 20 | 1085.4839 |  | 880.9955 | 0 | 153.162 | 51.3264 | 0
19.03. | 21 | 1084.7866 |  | 882.6719 | 0 | 150.348 | 51.7667 | 0
19.03. | 22 | 1077.6569 |  | 875.7309 | 0 | 150.348 | 51.578 | 0
19.03. | 23 | 1072.6145 |  | 869.4565 | 0 | 150.951 | 52.207 | 0
19.03. | 24 | 1078.3201 |  | 875.3877 | 0 | 150.348 | 52.5844 | 0
20.03. | 1 | 1000.6971 |  | 796.169 | 0 | 151.755 | 52.7731 | 0
20.03. | 2 | 992.4012 |  | 785.4242 | 0 | 154.77 | 52.207 | 0
20.03. | 3 | 1003.0733 |  | 794.6004 | 0 | 155.574 | 52.8989 | 0
20.03. | 4 | 1004.94 |  | 797.0072 | 0 | 154.971 | 52.9618 | 0
20.03. | 5 | 1003.6263 |  | 796.6739 | 0 | 154.368 | 52.5844 | 0
20.03. | 6 | 1004.8494 |  | 797.6837 | 0 | 154.77 | 52.3957 | 0
20.03. | 7 | 1016.6765 |  | 810.2765 | 0 | 153.564 | 52.836 | 0
20.03. | 8 | 1083.5375 |  | 885.2404 | 0 | 145.524 | 52.7731 | 0
20.03. | 9 | 1091.2628 |  | 892.9657 | 0 | 145.524 | 52.7731 | 0
20.03. | 10 | 1091.5451 |  | 897.897 | 0 | 141.504 | 52.1441 | 0
20.03. | 11 | 1085.0131 |  | 902.044 | 0 | 131.454 | 51.5151 | 0
20.03. | 12 | 1068.3333 |  | 902.3234 | 0 | 114.369 | 51.6409 | 0
20.03. | 13 | 1036.2721 |  | 895.2108 | 0 | 89.043 | 52.0183 | 0
20.03. | 14 | 1036.2114 |  | 896.8333 | 0 | 87.234 | 52.1441 | 0
20.03. | 15 | 1035.8679 |  | 893.5883 | 0 | 90.45 | 51.8296 | 0
20.03. | 16 | 1044.0221 |  | 895.4363 | 0 | 96.882 | 51.7038 | 0
20.03. | 17 | 1062.7056 |  | 897.9509 | 0 | 112.359 | 52.3957 | 0
20.03. | 18 | 1081.9192 |  | 903.0439 | 0 | 126.228 | 52.6473 | 0
20.03. | 19 | 1086.2295 |  | 908.083 | 0 | 125.625 | 52.5215 | 0
20.03. | 20 | 1085.6983 |  | 915.5289 | 0 | 117.585 | 52.5844 | 0
20.03. | 21 | 1077.6907 |  | 912.5094 | 0 | 113.163 | 52.0183 | 0
20.03. | 22 | 1070.4828 |  | 909.5977 | 0 | 108.741 | 52.1441 | 0
20.03. | 23 | 1075.2364 |  | 909.4261 | 0 | 113.163 | 52.6473 | 0
20.03. | 24 | 1071.7184 |  | 905.2791 | 0 | 113.163 | 53.2763 | 0
21.03. | 1 | 969.953 |  | 803.6149 | 0 | 113.565 | 52.7731 | 0
21.03. | 2 | 968.8674 |  | 801.713 | 0 | 114.57 | 52.5844 | 0
21.03. | 3 | 971.4784 |  | 804.3992 | 0 | 114.369 | 52.7102 | 0
21.03. | 4 | 969.5269 |  | 801.1542 | 0 | 115.977 | 52.3957 | 0
21.03. | 5 | 963.2718 |  | 798.6935 | 0 | 112.56 | 52.0183 | 0
21.03. | 6 | 963.4606 |  | 799.6494 | 0 | 112.359 | 51.4522 | 0
21.03. | 7 | 977.4437 |  | 810.1786 | 0 | 116.379 | 50.8861 | 0
21.03. | 8 | 1016.0147 |  | 860.0548 | 0 | 104.319 | 51.6409 | 0
21.03. | 9 | 1014.9581 |  | 873.4319 | 0 | 89.445 | 52.0812 | 0
21.03. | 10 | 1024.5828 |  | 897.8431 | 0 | 74.973 | 51.7667 | 0
21.03. | 11 | 1026.0648 |  | 905.5684 | 0 | 68.541 | 51.9554 | 0
21.03. | 12 | 1012.4901 |  | 905.2351 | 0 | 55.677 | 51.578 | 0
21.03. | 13 | 1010.8455 |  | 909.3183 | 0 | 49.446 | 52.0812 | 0
21.03. | 14 | 978.1504 |  | 880.9317 | 0 | 44.823 | 52.3957 | 0
21.03. | 15 | 971.9841 |  | 873.9368 | 0 | 46.029 | 52.0183 | 0
21.03. | 16 | 973.6267 |  | 872.5398 | 0 | 49.446 | 51.6409 | 0
21.03. | 17 | 985.8966 |  | 879.9857 | 0 | 54.27 | 51.6409 | 0
21.03. | 18 | 992.5487 |  | 889.1619 | 0 | 51.054 | 52.3328 | 0
21.03. | 19 | 999.3386 |  | 902.7106 | 0 | 44.421 | 52.207 | 0
21.03. | 20 | 1011.541 |  | 914.6368 | 0 | 44.823 | 52.0812 | 0
21.03. | 21 | 1004.5752 |  | 911.8428 | 0 | 41.406 | 51.3264 | 0
21.03. | 22 | 996.8004 |  | 906.1272 | 0 | 38.592 | 52.0812 | 0
21.03. | 23 | 967.736 |  | 875.5054 | 0 | 40.401 | 51.8296 | 0
21.03. | 24 | 965.0228 |  | 865.7066 | 0 | 47.235 | 52.0812 | 0
22.03. | 1 | 902.6272 |  | 805.4728 | 0 | 45.828 | 51.3264 | 0
22.03. | 2 | 902.3414 |  | 804.6346 | 0 | 46.632 | 51.0748 | 0
22.03. | 3 | 900.0476 |  | 801.1102 | 0 | 48.24 | 50.6974 | 0
22.03. | 4 | 902.6815 |  | 803.2915 | 0 | 48.441 | 50.949 | 0
22.03. | 5 | 899.9055 |  | 806.4826 | 0 | 42.411 | 51.0119 | 0
22.03. | 6 | 892.0466 |  | 802.9582 | 0 | 38.391 | 50.6974 | 0
22.03. | 7 | 898.9179 |  | 812.757 | 0 | 35.778 | 50.3829 | 0
22.03. | 8 | 937.07 |  | 855.0795 | 0 | 31.356 | 50.6345 | 0
22.03. | 9 | 933.8052 |  | 860.1186 | 0 | 23.115 | 50.5716 | 0
22.03. | 10 | 920.8027 |  | 851.5012 | 0 | 19.296 | 50.0055 | 0
22.03. | 11 | 917.238 |  | 850.663 | 0 | 16.884 | 49.691 | 0
22.03. | 12 | 906.0562 |  | 841.1535 | 0 | 16.281 | 48.6217 | 0
22.03. | 13 | 906.6997 |  | 841.5946 | 0 | 15.477 | 49.6281 | 0
22.03. | 14 | 913.0362 |  | 840.3054 | 0 | 22.914 | 49.8168 | 0
22.03. | 15 | 921.9409 |  | 838.6829 | 0 | 33.567 | 49.691 | 0
22.03. | 16 | 934.8039 |  | 840.026 | 0 | 45.024 | 49.7539 | 0
22.03. | 17 | 942.467 |  | 841.1436 | 0 | 51.255 | 50.0684 | 0
22.03. | 18 | 958.7318 |  | 847.4719 | 0 | 61.506 | 49.7539 | 0
22.03. | 19 | 958.2927 |  | 851.6189 | 0 | 57.486 | 49.1878 | 0
22.03. | 20 | 949.6455 |  | 852.6826 | 0 | 47.838 | 49.1249 | 0
22.03. | 21 | 951.9769 |  | 850.7807 | 0 | 52.26 | 48.9362 | 0
22.03. | 22 | 952.8673 |  | 840.3153 | 0 | 64.119 | 48.433 | 0
22.03. | 23 | 961.9024 |  | 834.2125 | 0 | 79.194 | 48.4959 | 0
22.03. | 24 | 962.5795 |  | 834.5997 | 0 | 78.792 | 49.1878 | 0
23.03. | 1 | 908.745 |  | 779.3951 | 0 | 79.596 | 49.7539 | 0
23.03. | 2 | 907.0771 |  | 775.3658 | 0 | 82.209 | 49.5023 | 0
23.03. | 3 | 911.913 |  | 778.7824 | 0 | 83.817 | 49.3136 | 0
23.03. | 4 | 911.664 |  | 778.1697 | 0 | 84.621 | 48.8733 | 0
23.03. | 5 | 916.9246 |  | 776.7727 | 0 | 91.656 | 48.4959 | 0
23.03. | 6 | 904.3047 |  | 764.5671 | 0 | 91.053 | 48.6846 | 0
23.03. | 7 | 911.8292 |  | 776.6011 | 0 | 86.229 | 48.9991 | 0
23.03. | 8 | 956.3981 |  | 823.9088 | 0 | 83.616 | 48.8733 | 0
23.03. | 9 | 955.4876 |  | 826.5411 | 0 | 80.199 | 48.7475 | 0
23.03. | 10 | 971.9016 |  | 841.9378 | 0 | 81.405 | 48.5588 | 0
23.03. | 11 | 992.207 |  | 854.8199 | 0 | 89.646 | 47.7411 | 0
23.03. | 12 | 1001.4087 |  | 854.4228 | 0 | 98.49 | 48.4959 | 0
23.03. | 13 | 1012.9724 |  | 856.0992 | 0 | 107.937 | 48.9362 | 0
23.03. | 14 | 1001.6547 |  | 826.5411 | 0 | 126.429 | 48.6846 | 0
23.03. | 15 | 1025.4575 |  | 827.3793 | 0 | 149.142 | 48.9362 | 0
23.03. | 16 | 1035.7921 |  | 825.2519 | 0 | 161.604 | 48.9362 | 0
23.03. | 17 | 1032.706 |  | 820.8354 | 0 | 163.815 | 48.0556 | 0
23.03. | 18 | 1043.6294 |  | 822.3501 | 0 | 173.664 | 47.6153 | 0
23.03. | 19 | 1060.0389 |  | 833.5459 | 0 | 178.689 | 47.804 | 0
23.03. | 20 | 1071.1085 |  | 848.1583 | 0 | 175.272 | 47.6782 | 0
23.03. | 21 | 1086.2764 |  | 862.0942 | 0 | 175.875 | 48.3072 | 0
23.03. | 22 | 1088.617 |  | 863.2657 | 0 | 176.478 | 48.8733 | 0
23.03. | 23 | 1051.7974 |  | 834.8252 | 0 | 168.036 | 48.9362 | 0
23.03. | 24 | 1046.0996 |  | 824.6931 | 0 | 172.659 | 48.7475 | 0
24.03. | 1 | 991.1678 |  | 768.4787 | 0 | 173.061 | 49.6281 | 0
24.03. | 2 | 993.131 |  | 770.8316 | 0 | 172.86 | 49.4394 | 0
24.03. | 3 | 993.5213 |  | 771.7237 | 0 | 171.855 | 49.9426 | 0
24.03. | 4 | 991.7623 |  | 769.6502 | 0 | 171.855 | 50.2571 | 0
24.03. | 5 | 989.2339 |  | 766.1797 | 0 | 172.86 | 50.1942 | 0
24.03. | 6 | 987.3289 |  | 764.9543 | 0 | 173.061 | 49.3136 | 0
24.03. | 7 | 1005.1969 |  | 782.3068 | 0 | 173.262 | 49.6281 | 0
24.03. | 8 | 1055.04 |  | 834.5359 | 0 | 170.247 | 50.2571 | 0
24.03. | 9 | 1071.9289 |  | 847.3542 | 0 | 174.066 | 50.5087 | 0
24.03. | 10 | 1073.7911 |  | 845.5601 | 0 | 177.282 | 50.949 | 0
24.03. | 11 | 1072.2752 |  | 842.2612 | 0 | 179.694 | 50.32 | 0
24.03. | 12 | 1070.4192 |  | 840.3054 | 0 | 180.297 | 49.8168 | 0
24.03. | 13 | 1070.6346 |  | 840.972 | 0 | 179.091 | 50.5716 | 0
24.03. | 14 | 1069.0378 |  | 841.3592 | 0 | 176.478 | 51.2006 | 0
24.03. | 15 | 1062.7165 |  | 837.6632 | 0 | 173.664 | 51.3893 | 0
24.03. | 16 | 1064.2628 |  | 840.6288 | 0 | 172.056 | 51.578 | 0
24.03. | 17 | 1069.1825 |  | 846.2267 | 0 | 171.252 | 51.7038 | 0
24.03. | 18 | 1062.4301 |  | 846.7855 | 0 | 163.815 | 51.8296 | 0
24.03. | 19 | 1051.6067 |  | 850.7609 | 0 | 149.142 | 51.7038 | 0
24.03. | 20 | 1045.1216 |  | 855.9078 | 0 | 136.881 | 52.3328 | 0
24.03. | 21 | 1030.8964 |  | 854.898 | 0 | 123.414 | 52.5844 | 0
24.03. | 22 | 997.7207 |  | 854.447 | 0 | 90.249 | 53.0247 | 0
24.03. | 23 | 978.0802 |  | 852.5451 | 0 | 72.762 | 52.7731 | 0
24.03. | 24 | 954.2102 |  | 851.8147 | 0 | 49.245 | 53.1505 | 0
25.03. | 1 | 885.03 |  | 799.4679 | 0 | 32.16 | 53.4021 | 0
25.03. | 2 | 881.3543 |  | 797.0611 | 0 | 30.954 | 53.3392 | 0
25.03. | 3 | 889.1316 |  | 800.0267 | 0 | 35.577 | 53.5279 | 0
25.03. | 4 | 888.9769 |  | 797.7376 | 0 | 38.592 | 52.6473 | 0
25.03. | 5 | 892.9959 |  | 799.0807 | 0 | 41.205 | 52.7102 | 0
25.03. | 6 | 902.1961 |  | 800.0905 | 0 | 49.647 | 52.4586 | 0
25.03. | 7 | 925.4449 |  | 809.8354 | 0 | 63.717 | 51.8925 | 0
25.03. | 8 | 1022.3325 |  | 890.7305 | 0 | 79.395 | 52.207 | 0
25.03. | 9 | 1043.7292 |  | 903.0439 | 0 | 88.038 | 52.6473 | 0
25.03. | 10 | 1058.438 |  | 904.6125 | 0 | 101.304 | 52.5215 | 0
25.03. | 11 | 1050.9571 |  | 889.9462 | 0 | 108.741 | 52.2699 | 0
25.03. | 12 | 1042.0595 |  | 873.4858 | 0 | 116.178 | 52.3957 | 0
25.03. | 13 | 1047.5375 |  | 870.0692 | 0 | 124.821 | 52.6473 | 0
25.03. | 14 | 1058.282 |  | 876.7308 | 0 | 128.841 | 52.7102 | 0
25.03. | 15 | 1066.6752 |  | 881.7699 | 0 | 132.258 | 52.6473 | 0
25.03. | 16 | 1067.0424 |  | 878.8582 | 0 | 135.474 | 52.7102 | 0
25.03. | 17 | 1078.4508 |  | 888.206 | 0 | 137.283 | 52.9618 | 0
25.03. | 18 | 1090.759 |  | 904.1076 | 0 | 134.067 | 52.5844 | 0
25.03. | 19 | 1084.9071 |  | 904.6125 | 0 | 127.836 | 52.4586 | 0
25.03. | 20 | 1074.9504 |  | 904.2792 | 0 | 118.59 | 52.0812 | 0
25.03. | 21 | 1064.02 |  | 901.3136 | 0 | 110.751 | 51.9554 | 0
25.03. | 22 | 1058.2714 |  | 898.9068 | 0 | 107.535 | 51.8296 | 0
25.03. | 23 | 1053.9907 |  | 899.1862 | 0 | 102.912 | 51.8925 | 0
25.03. | 24 | 1037.3968 |  | 890.2795 | 0 | 94.47 | 52.6473 | 0
26.03. | 1 | 935.9965 |  | 797.071 | 0 | 87.033 | 51.8925 | 0
26.03. | 2 | 935.4099 |  | 795.0514 | 0 | 87.837 | 52.5215 | 0
26.03. | 3 | 936.4015 |  | 793.0417 | 0 | 91.656 | 51.7038 | 0
26.03. | 4 | 932.1218 |  | 791.978 | 0 | 88.44 | 51.7038 | 0
26.03. | 5 | 931.4121 |  | 790.3016 | 0 | 89.847 | 51.2635 | 0
26.03. | 6 | 936.2234 |  | 792.5368 | 0 | 91.857 | 51.8296 | 0
26.03. | 7 | 945.6698 |  | 802.4973 | 0 | 90.651 | 52.5215 | 0
26.03. | 8 | 1009.4965 |  | 874.8289 | 0 | 82.209 | 52.4586 | 0
26.03. | 9 | 1010.3355 |  | 882.0493 | 0 | 75.576 | 52.7102 | 0
26.03. | 10 | 1002.1273 |  | 887.6472 | 0 | 61.707 | 52.7731 | 0
26.03. | 11 | 994.7014 |  | 896.7156 | 0 | 45.024 | 52.9618 | 0
26.03. | 12 | 979.7797 |  | 891.7304 | 0 | 34.773 | 53.2763 | 0
26.03. | 13 | 975.2542 |  | 890.3334 | 0 | 31.959 | 52.9618 | 0
26.03. | 14 | 974.6048 |  | 878.4171 | 0 | 44.421 | 51.7667 | 0
26.03. | 15 | 988.2959 |  | 882.2209 | 0 | 53.868 | 52.207 | 0
26.03. | 16 | 1004.3739 |  | 884.9071 | 0 | 67.134 | 52.3328 | 0
26.03. | 17 | 1018.3267 |  | 887.0884 | 0 | 78.591 | 52.6473 | 0
26.03. | 18 | 1023.1139 |  | 886.8629 | 0 | 83.415 | 52.836 | 0
26.03. | 19 | 1025.2403 |  | 890.3334 | 0 | 82.008 | 52.8989 | 0
26.03. | 20 | 1030.8496 |  | 889.7746 | 0 | 88.239 | 52.836 | 0
26.03. | 21 | 1035.0184 |  | 890.2256 | 0 | 92.46 | 52.3328 | 0
26.03. | 22 | 1029.6469 |  | 891.0099 | 0 | 86.43 | 52.207 | 0
26.03. | 23 | 1009.2487 |  | 877.1818 | 0 | 79.797 | 52.2699 | 0
26.03. | 24 | 989.1866 |  | 867.383 | 0 | 69.345 | 52.4586 | 0
27.03. | 1 | 900.9138 |  | 788.4437 | 0 | 59.697 | 52.7731 | 0
27.03. | 2 | 893.4985 |  | 784.9732 | 0 | 55.878 | 52.6473 | 0
27.03. | 3 | 900.9021 |  | 789.3358 | 0 | 58.29 | 53.2763 | 0
27.03. | 4 | 907.0244 |  | 790.3456 | 0 | 63.717 | 52.9618 | 0
27.03. | 5 | 915.6196 |  | 794.0416 | 0 | 68.742 | 52.836 | 0
27.03. | 6 | 929.0662 |  | 801.4336 | 0 | 75.174 | 52.4586 | 0
27.03. | 7 | 951.0191 |  | 816.0999 | 0 | 82.209 | 52.7102 | 0
27.03. | 8 | 1023.4323 |  | 888.9903 | 0 | 81.606 | 52.836 | 0
27.03. | 9 | 1015.9985 |  | 889.2697 | 0 | 73.767 | 52.9618 | 0
27.03. | 10 | 1005.2368 |  | 890.2795 | 0 | 62.31 | 52.6473 | 0
27.03. | 11 | 999.9272 |  | 892.4069 | 0 | 54.873 | 52.6473 | 0
27.03. | 12 | 997.763 |  | 890.054 | 0 | 54.873 | 52.836 | 0
27.03. | 13 | 999.2623 |  | 891.0638 | 0 | 55.677 | 52.5215 | 0
27.03. | 14 | 1003.9213 |  | 896.9411 | 0 | 54.27 | 52.7102 | 0
27.03. | 15 | 1013.4108 |  | 904.3331 | 0 | 56.682 | 52.3957 | 0
27.03. | 16 | 1016.2345 |  | 906.1272 | 0 | 58.089 | 52.0183 | 0
27.03. | 17 | 1019.229 |  | 912.5633 | 0 | 54.27 | 52.3957 | 0
27.03. | 18 | 1023.5721 |  | 923.2003 | 0 | 48.039 | 52.3328 | 0
27.03. | 19 | 1029.3667 |  | 928.906 | 0 | 47.436 | 53.0247 | 0
27.03. | 20 | 1042.4048 |  | 934.7833 | 0 | 54.471 | 53.1505 | 0
27.03. | 21 | 1046.5454 |  | 937.1901 | 0 | 56.079 | 53.2763 | 0
27.03. | 22 | 1041.6518 |  | 931.3667 | 0 | 56.883 | 53.4021 | 0
27.03. | 23 | 1035.386 |  | 928.455 | 0 | 53.466 | 53.465 | 0
27.03. | 24 | 1013.4381 |  | 907.0732 | 0 | 53.466 | 52.8989 | 0
28.03. | 1 | 934.1288 |  | 828.531 | 0 | 53.265 | 52.3328 | 0
28.03. | 2 | 943.9064 |  | 829.7025 | 0 | 61.305 | 52.8989 | 0
28.03. | 3 | 951.3944 |  | 826.2859 | 0 | 71.958 | 53.1505 | 0
28.03. | 4 | 938.782 |  | 814.2519 | 0 | 71.757 | 52.7731 | 0
28.03. | 5 | 945.2585 |  | 818.9577 | 0 | 73.968 | 52.3328 | 0
28.03. | 6 | 954.7865 |  | 829.477 | 0 | 72.159 | 53.1505 | 0
28.03. | 7 | 982.9661 |  | 853.8882 | 0 | 76.179 | 52.8989 | 0
28.03. | 8 | 1027.2144 |  | 897.446 | 0 | 77.184 | 52.5844 | 0
28.03. | 9 | 1025.2384 |  | 906.0095 | 0 | 66.33 | 52.8989 | 0
28.03. | 10 | 1028.1777 |  | 916.9259 | 0 | 58.29 | 52.9618 | 0
28.03. | 11 | 1038.3488 |  | 928.906 | 0 | 56.481 | 52.9618 | 0
28.03. | 12 | 1031.1071 |  | 921.7395 | 0 | 56.28 | 53.0876 | 0
28.03. | 13 | 1024.107 |  | 915.97 | 0 | 54.672 | 53.465 | 0
28.03. | 14 | 980.7798 |  | 878.9121 | 0 | 48.843 | 53.0247 | 0
28.03. | 15 | 980.7535 |  | 874.8289 | 0 | 53.466 | 52.4586 | 0
28.03. | 16 | 986.7974 |  | 875.5593 | 0 | 59.094 | 52.1441 | 0
28.03. | 17 | 1001.8079 |  | 886.8629 | 0 | 62.109 | 52.836 | 0
28.03. | 18 | 1025.0036 |  | 901.7547 | 0 | 70.35 | 52.8989 | 0
28.03. | 19 | 1040.0598 |  | 920.7297 | 0 | 65.928 | 53.4021 | 0
28.03. | 20 | 1047.4756 |  | 933.7735 | 0 | 60.3 | 53.4021 | 0
28.03. | 21 | 1039.4167 |  | 928.906 | 0 | 57.486 | 53.0247 | 0
28.03. | 22 | 1041.2166 |  | 917.1514 | 0 | 71.355 | 52.7102 | 0
28.03. | 23 | 1022.889 |  | 888.7109 | 0 | 81.405 | 52.7731 | 0
28.03. | 24 | 1010.861 |  | 867.4369 | 0 | 90.651 | 52.7731 | 0
29.03. | 1 | 974.6721 |  | 827.4673 | 0 | 94.872 | 52.3328 | 0
29.03. | 2 | 974.9348 |  | 824.5017 | 0 | 98.289 | 52.1441 | 0
29.03. | 3 | 982.7119 |  | 823.1586 | 0 | 107.535 | 52.0183 | 0
29.03. | 4 | 976.8232 |  | 823.438 | 0 | 101.304 | 52.0812 | 0
29.03. | 5 | 969.9185 |  | 827.6389 | 0 | 90.45 | 51.8296 | 0
29.03. | 6 | 965.6714 |  | 827.8644 | 0 | 86.229 | 51.578 | 0
29.03. | 7 | 982.6062 |  | 852.6628 | 0 | 77.988 | 51.9554 | 0
29.03. | 8 | 1014.9323 |  | 890.956 | 0 | 71.958 | 52.0183 | 0
29.03. | 9 | 1021.5364 |  | 899.5195 | 0 | 69.747 | 52.2699 | 0
29.03. | 10 | 1024.1852 |  | 901.0881 | 0 | 70.953 | 52.1441 | 0
29.03. | 11 | 1019.2774 |  | 898.9068 | 0 | 68.541 | 51.8296 | 0
29.03. | 12 | 1019.1511 |  | 889.3335 | 0 | 77.988 | 51.8296 | 0
29.03. | 13 | 1027.7245 |  | 883.5101 | 0 | 92.259 | 51.9554 | 0
29.03. | 14 | 1044.4692 |  | 880.5445 | 0 | 112.158 | 51.7667 | 0
29.03. | 15 | 1048.551 |  | 868.8977 | 0 | 127.635 | 52.0183 | 0
29.03. | 16 | 1056.4507 |  | 867.2752 | 0 | 137.283 | 51.8925 | 0
29.03. | 17 | 1068.3052 |  | 872.7114 | 0 | 144.519 | 51.0748 | 0
29.03. | 18 | 1077.5755 |  | 879.4808 | 0 | 146.328 | 51.7667 | 0
29.03. | 19 | 1084.8227 |  | 879.868 | 0 | 152.559 | 52.3957 | 0
29.03. | 20 | 1095.5222 |  | 881.8876 | 0 | 161.805 | 51.8296 | 0
29.03. | 21 | 1100.984 |  | 884.7993 | 0 | 164.418 | 51.7667 | 0
29.03. | 22 | 1093.1122 |  | 879.2014 | 0 | 162.207 | 51.7038 | 0
29.03. | 23 | 1093.0396 |  | 877.4073 | 0 | 163.614 | 52.0183 | 0
29.03. | 24 | 1068.2672 |  | 859.8832 | 0 | 156.177 | 52.207 | 0
30.03. | 1 | 1014.5197 |  | 816.7764 | 0 | 145.725 | 52.0183 | 0
30.03. | 2 | 995.4844 |  | 816.497 | 0 | 127.032 | 51.9554 | 0
30.03. | 3 | 973.4861 |  | 811.4579 | 0 | 109.947 | 52.0812 | 0
30.03. | 4 | 955.2874 |  | 812.4677 | 0 | 91.053 | 51.7667 | 0
30.03. | 5 | 953.4622 |  | 818.796 | 0 | 83.214 | 51.4522 | 0
30.03. | 6 | 960.7073 |  | 830.5506 | 0 | 78.39 | 51.7667 | 0
30.03. | 7 | 994.2569 |  | 866.437 | 0 | 76.179 | 51.6409 | 0
30.03. | 8 | 1011.5597 |  | 882.6719 | 0 | 77.184 | 51.7038 | 0
30.03. | 9 | 1010.1435 |  | 879.5985 | 0 | 79.596 | 50.949 | 0
30.03. | 10 | 1029.293 |  | 881.7259 | 0 | 96.681 | 50.8861 | 0
30.03. | 11 | 1065.1756 |  | 894.7697 | 0 | 119.394 | 51.0119 | 0
30.03. | 12 | 1084.2666 |  | 900.1421 | 0 | 132.861 | 51.2635 | 0
30.03. | 13 | 1096.4385 |  | 899.4117 | 0 | 145.323 | 51.7038 | 0
30.03. | 14 | 1065.8376 |  | 858.9372 | 0 | 155.574 | 51.3264 | 0
30.03. | 15 | 1062.7955 |  | 850.8687 | 0 | 159.594 | 52.3328 | 0
30.03. | 16 | 1067.5513 |  | 852.3196 | 0 | 162.207 | 53.0247 | 0
30.03. | 17 | 1075.3425 |  | 856.0156 | 0 | 166.428 | 52.8989 | 0
30.03. | 18 | 1084.075 |  | 865.3634 | 0 | 165.624 | 53.0876 | 0
30.03. | 19 | 1100.8094 |  | 880.2013 | 0 | 167.835 | 52.7731 | 0
30.03. | 20 | 1110.5944 |  | 890.2256 | 0 | 168.036 | 52.3328 | 0
30.03. | 21 | 1103.492 |  | 886.0247 | 0 | 164.82 | 52.6473 | 0
30.03. | 22 | 1093.0072 |  | 880.4268 | 0 | 159.996 | 52.5844 | 0
30.03. | 23 | 1064.1689 |  | 850.9226 | 0 | 160.599 | 52.6473 | 0
30.03. | 24 | 996.3963 |  | 788.6153 | 0 | 155.574 | 52.207 | 0
31.03. | 1 | 984.7513 |  | 782.0076 | 0 | 150.348 | 52.3957 | 0
31.03. | 2 | 976.2896 |  | 782.7919 | 0 | 141.102 | 52.3957 | 0
31.03. | 3 | 973.6119 |  | 789.7868 | 0 | 131.052 | 52.7731 | 0
31.03. | 4 | 963.1977 |  | 788.6692 | 0 | 122.007 | 52.5215 | 0
31.03. | 5 | 948.5081 |  | 786.3801 | 0 | 110.55 | 51.578 | 0
31.03. | 6 | 946.3104 |  | 797.071 | 0 | 97.284 | 51.9554 | 0
31.03. | 7 | 976.0959 |  | 843.7022 | 0 | 79.998 | 52.3957 | 0
31.03. | 8 | 964.3435 |  | 854.0598 | 0 | 57.888 | 52.3957 | 0
31.03. | 9 | 944.2373 |  | 857.8097 | 0 | 33.969 | 52.4586 | 0
31.03. | 10 | 924.8854 |  | 848.408 | 0 | 24.522 | 51.9554 | 0
31.03. | 11 | 918.3643 |  | 847.6776 | 0 | 18.291 | 52.3957 | 0
31.03. | 12 | 909.754 |  | 840.2856 | 0 | 16.884 | 52.5844 | 0
31.03. | 13 | 917.0061 |  | 842.6385 | 0 | 21.909 | 52.4586 | 0
31.03. | 14 | 920.0027 |  | 847.3443 | 0 | 20.703 | 51.9554 | 0
31.03. | 15 | 923.3122 |  | 851.3197 | 0 | 20.1 | 51.8925 | 0
31.03. | 16 | 923.2521 |  | 842.9817 | 0 | 28.944 | 51.3264 | 0
31.03. | 17 | 923.2227 |  | 841.9719 | 0 | 29.547 | 51.7038 | 0
31.03. | 18 | 920.8781 |  | 846.1728 | 0 | 23.316 | 51.3893 | 0
31.03. | 19 | 939.3187 |  | 863.8586 | 0 | 23.316 | 52.1441 | 0
31.03. | 20 | 941.9285 |  | 863.5792 | 0 | 26.331 | 52.0183 | 0
31.03. | 21 | 944.6992 |  | 861.839 | 0 | 30.15 | 52.7102 | 0
31.03. | 22 | 941.2502 |  | 850.5893 | 0 | 38.391 | 52.2699 | 0
31.03. | 23 | 943.1157 |  | 850.0305 | 0 | 41.004 | 52.0812 | 0
31.03. | 24 | 890.915 |  | 798.9729 | 0 | 39.798 | 52.1441 | 0
01.04. | 1 | 891.0563 |  | 799.2523 | 0 | 39.597 | 52.207 | 0
01.04. | 2 | 889.4103 |  | 796.0612 | 0 | 41.205 | 52.1441 | 0
01.04. | 3 | 892.7457 |  | 795.5024 | 0 | 45.225 | 52.0183 | 0
01.04. | 4 | 899.4742 |  | 796.7916 | 0 | 50.853 | 51.8296 | 0
01.04. | 5 | 913.4387 |  | 798.0808 | 0 | 63.717 | 51.6409 | 0
01.04. | 6 | 945.9287 |  | 818.8499 | 0 | 75.375 | 51.7038 | 0
01.04. | 7 | 1019.5681 |  | 880.0396 | 0 | 87.636 | 51.8925 | 0
01.04. | 8 | 1046.4741 |  | 895.9412 | 0 | 98.892 | 51.6409 | 0
01.04. | 9 | 1048.1386 |  | 895.3824 | 0 | 101.304 | 51.4522 | 0
01.04. | 10 | 1040.5494 |  | 890.3433 | 0 | 98.691 | 51.5151 | 0
01.04. | 11 | 1038.8459 |  | 889.0541 | 0 | 98.088 | 51.7038 | 0
01.04. | 12 | 1025.2384 |  | 883.1229 | 0 | 90.852 | 51.2635 | 0
01.04. | 13 | 1022.1092 |  | 881.2749 | 0 | 89.445 | 51.3893 | 0
01.04. | 14 | 1025.2404 |  | 880.4367 | 0 | 93.666 | 51.1377 | 0
01.04. | 15 | 1010.0269 |  | 871.8193 | 0 | 87.636 | 50.5716 | 0
01.04. | 16 | 1007.3291 |  | 870.9811 | 0 | 86.028 | 50.32 | 0
01.04. | 17 | 1026.716 |  | 887.6032 | 0 | 88.038 | 51.0748 | 0
01.04. | 18 | 1030.8299 |  | 900.196 | 0 | 78.993 | 51.6409 | 0
01.04. | 19 | 1034.419 |  | 908.7595 | 0 | 73.767 | 51.8925 | 0
01.04. | 20 | 1040.6753 |  | 914.1858 | 0 | 73.968 | 52.5215 | 0
01.04. | 21 | 1045.1702 |  | 911.6074 | 0 | 80.601 | 52.9618 | 0
01.04. | 22 | 1037.9838 |  | 900.9165 | 0 | 84.42 | 52.6473 | 0
01.04. | 23 | 1032.773 |  | 895.9313 | 0 | 83.817 | 53.0247 | 0
01.04. | 24 | 949.9554 |  | 815.0362 | 0 | 82.209 | 52.7102 | 0
02.04. | 1 | 951.6251 |  | 812.0706 | 0 | 87.033 | 52.5215 | 0
02.04. | 2 | 955.2767 |  | 812.0167 | 0 | 91.053 | 52.207 | 0
02.04. | 3 | 953.7946 |  | 812.9726 | 0 | 89.244 | 51.578 | 0
02.04. | 4 | 957.33 |  | 813.7569 | 0 | 92.058 | 51.5151 | 0
02.04. | 5 | 967.7919 |  | 819.8597 | 0 | 96.48 | 51.4522 | 0
02.04. | 6 | 974.5445 |  | 823.6096 | 0 | 99.294 | 51.6409 | 0
02.04. | 7 | 1039.5705 |  | 890.1178 | 0 | 97.686 | 51.7667 | 0
02.04. | 8 | 1058.5803 |  | 903.5488 | 0 | 102.51 | 52.5215 | 0
02.04. | 9 | 1065.3526 |  | 906.5144 | 0 | 106.128 | 52.7102 | 0
02.04. | 10 | 1067.6201 |  | 905.9556 | 0 | 109.143 | 52.5215 | 0
02.04. | 11 | 1055.4554 |  | 901.593 | 0 | 101.907 | 51.9554 | 0
02.04. | 12 | 1044.0395 |  | 892.0736 | 0 | 99.696 | 52.2699 | 0
02.04. | 13 | 1040.4808 |  | 883.1768 | 0 | 105.726 | 51.578 | 0
02.04. | 14 | 1051.6639 |  | 885.7552 | 0 | 114.771 | 51.1377 | 0
02.04. | 15 | 1048.8566 |  | 881.9415 | 0 | 114.771 | 52.1441 | 0
02.04. | 16 | 1050.8604 |  | 885.6914 | 0 | 112.962 | 52.207 | 0
02.04. | 17 | 1044.1249 |  | 882.9513 | 0 | 109.344 | 51.8296 | 0
02.04. | 18 | 1044.7876 |  | 882.6719 | 0 | 110.349 | 51.7667 | 0
02.04. | 19 | 1051.2838 |  | 886.5934 | 0 | 113.364 | 51.3264 | 0
02.04. | 20 | 1056.5727 |  | 886.5934 | 0 | 118.59 | 51.3893 | 0
02.04. | 21 | 1062.2716 |  | 886.7012 | 0 | 123.615 | 51.9554 | 0
02.04. | 22 | 1057.6063 |  | 883.6179 | 0 | 121.404 | 52.5844 | 0
02.04. | 23 | 1053.0189 |  | 880.8778 | 0 | 119.997 | 52.1441 | 0
02.04. | 24 | 985.3247 |  | 809.2128 | 0 | 123.213 | 52.8989 | 0
03.04. | 1 | 990.453 |  | 806.3011 | 0 | 131.253 | 52.8989 | 0
03.04. | 2 | 998.2584 |  | 806.355 | 0 | 138.69 | 53.2134 | 0
03.04. | 3 | 1004.4916 |  | 807.9775 | 0 | 143.112 | 53.4021 | 0
03.04. | 4 | 1011.3928 |  | 807.8697 | 0 | 150.75 | 52.7731 | 0
03.04. | 5 | 1012.2453 |  | 807.2031 | 0 | 152.961 | 52.0812 | 0
03.04. | 6 | 1017.4207 |  | 819.2371 | 0 | 145.725 | 52.4586 | 0
03.04. | 7 | 1085.4067 |  | 894.5343 | 0 | 138.288 | 52.5844 | 0
03.04. | 8 | 1083.0683 |  | 894.9853 | 0 | 135.876 | 52.207 | 0
03.04. | 9 | 1078.7613 |  | 891.1815 | 0 | 135.876 | 51.7038 | 0
03.04. | 10 | 1087.2553 |  | 886.4218 | 0 | 148.941 | 51.8925 | 0
03.04. | 11 | 1091.6099 |  | 882.2209 | 0 | 157.182 | 52.207 | 0
03.04. | 12 | 1095.77 |  | 879.5347 | 0 | 164.217 | 52.0183 | 0
03.04. | 13 | 1096.7422 |  | 873.9368 | 0 | 170.85 | 51.9554 | 0
03.04. | 14 | 1106.4108 |  | 880.4906 | 0 | 174.468 | 51.4522 | 0
03.04. | 15 | 1102.9697 |  | 878.0299 | 0 | 173.865 | 51.0748 | 0
03.04. | 16 | 1096.3377 |  | 876.6868 | 0 | 168.639 | 51.0119 | 0
03.04. | 17 | 1091.0649 |  | 879.0397 | 0 | 161.202 | 50.8232 | 0
03.04. | 18 | 1088.8845 |  | 883.0151 | 0 | 155.172 | 50.6974 | 0
03.04. | 19 | 1083.8593 |  | 878.7064 | 0 | 154.77 | 50.3829 | 0
03.04. | 20 | 1092.4938 |  | 879.8779 | 0 | 161.604 | 51.0119 | 0
03.04. | 21 | 1093.9227 |  | 880.7161 | 0 | 162.006 | 51.2006 | 0
03.04. | 22 | 1088.5019 |  | 876.9662 | 0 | 160.398 | 51.1377 | 0
03.04. | 23 | 1086.5954 |  | 878.3632 | 0 | 156.78 | 51.4522 | 0
03.04. | 24 | 1008.9953 |  | 798.6396 | 0 | 158.589 | 51.7667 | 0
04.04. | 1 | 1008.0152 |  | 795.4485 | 0 | 160.8 | 51.7667 | 0
04.04. | 2 | 1007.8152 |  | 794.1054 | 0 | 162.006 | 51.7038 | 0
04.04. | 3 | 1001.7024 |  | 790.581 | 0 | 159.795 | 51.3264 | 0
04.04. | 4 | 999.3228 |  | 787.5615 | 0 | 161.001 | 50.7603 | 0
04.04. | 5 | 1000.6126 |  | 789.7428 | 0 | 159.795 | 51.0748 | 0
04.04. | 6 | 1012.7133 |  | 804.1297 | 0 | 157.383 | 51.2006 | 0
04.04. | 7 | 1056.4936 |  | 850.7609 | 0 | 153.966 | 51.7667 | 0
04.04. | 8 | 1066.7156 |  | 868.0056 | 0 | 147.132 | 51.578 | 0
04.04. | 9 | 1082.2736 |  | 888.162 | 0 | 142.911 | 51.2006 | 0
04.04. | 10 | 1081.1168 |  | 891.7403 | 0 | 137.484 | 51.8925 | 0
04.04. | 11 | 1073.3015 |  | 885.5836 | 0 | 136.077 | 51.6409 | 0
04.04. | 12 | 1074.852 |  | 887.4855 | 0 | 135.474 | 51.8925 | 0
04.04. | 13 | 1066.3513 |  | 886.4218 | 0 | 128.037 | 51.8925 | 0
04.04. | 14 | 1043.4225 |  | 867.5007 | 0 | 124.218 | 51.7038 | 0
04.04. | 15 | 1037.6781 |  | 864.0302 | 0 | 122.007 | 51.6409 | 0
04.04. | 16 | 1036.6452 |  | 871.2506 | 0 | 113.565 | 51.8296 | 0
04.04. | 17 | 1023.9215 |  | 872.8731 | 0 | 99.093 | 51.9554 | 0
04.04. | 18 | 1006.3163 |  | 876.3975 | 0 | 77.586 | 52.3328 | 0
04.04. | 19 | 986.8205 |  | 879.3631 | 0 | 54.873 | 52.5844 | 0
04.04. | 20 | 971.5044 |  | 887.5394 | 0 | 31.758 | 52.207 | 0
04.04. | 21 | 959.7049 |  | 882.9513 | 0 | 24.924 | 51.8296 | 0
04.04. | 22 | 936.0778 |  | 867.0497 | 0 | 16.884 | 52.1441 | 0
04.04. | 23 | 919.6262 |  | 857.0793 | 0 | 9.648 | 52.8989 | 0
04.04. | 24 | 861.6172 |  | 803.8943 | 0 | 4.824 | 52.8989 | 0
05.04. | 1 | 857.2179 |  | 799.0807 | 0 | 5.427 | 52.7102 | 0
05.04. | 2 | 858.8247 |  | 796.1151 | 0 | 10.251 | 52.4586 | 0
05.04. | 3 | 865.5532 |  | 797.4043 | 0 | 15.879 | 52.2699 | 0
05.04. | 4 | 874.9156 |  | 800.8748 | 0 | 21.708 | 52.3328 | 0
05.04. | 5 | 879.7406 |  | 799.5317 | 0 | 27.939 | 52.2699 | 0
05.04. | 6 | 887.496 |  | 801.6591 | 0 | 33.567 | 52.2699 | 0
05.04. | 7 | 948.6852 |  | 853.2755 | 0 | 43.014 | 52.3957 | 0
05.04. | 8 | 963.983 |  | 862.7949 | 0 | 49.044 | 52.1441 | 0
05.04. | 9 | 963.6733 |  | 863.8047 | 0 | 48.039 | 51.8296 | 0
05.04. | 10 | 962.5061 |  | 861.344 | 0 | 49.647 | 51.5151 | 0
05.04. | 11 | 962.8268 |  | 856.4127 | 0 | 54.27 | 52.1441 | 0
05.04. | 12 | 962.2577 |  | 851.9863 | 0 | 57.687 | 52.5844 | 0
05.04. | 13 | 971.9218 |  | 854.3392 | 0 | 65.124 | 52.4586 | 0
05.04. | 14 | 978.3257 |  | 857.2509 | 0 | 68.742 | 52.3328 | 0
05.04. | 15 | 983.0335 |  | 858.0891 | 0 | 72.36 | 52.5844 | 0
05.04. | 16 | 982.7845 |  | 857.4764 | 0 | 73.164 | 52.1441 | 0
05.04. | 17 | 989.5546 |  | 858.8195 | 0 | 78.591 | 52.1441 | 0
05.04. | 18 | 998.7194 |  | 866.8781 | 0 | 79.194 | 52.6473 | 0
05.04. | 19 | 991.115 |  | 866.8242 | 0 | 71.958 | 52.3328 | 0
05.04. | 20 | 996.2594 |  | 866.2654 | 0 | 77.787 | 52.207 | 0
05.04. | 21 | 1007.0865 |  | 872.1427 | 0 | 82.611 | 52.3328 | 0
05.04. | 22 | 1010.8794 |  | 872.3682 | 0 | 86.43 | 52.0812 | 0
05.04. | 23 | 1015.271 |  | 872.7015 | 0 | 90.048 | 52.5215 | 0
05.04. | 24 | 954.1187 |  | 812.6294 | 0 | 88.842 | 52.6473 | 0
06.04. | 1 | 959.0263 |  | 810.502 | 0 | 95.877 | 52.6473 | 0
06.04. | 2 | 955.6469 |  | 805.0757 | 0 | 98.49 | 52.0812 | 0
06.04. | 3 | 959.5791 |  | 808.2668 | 0 | 99.294 | 52.0183 | 0
06.04. | 4 | 951.16 |  | 807.7619 | 0 | 91.254 | 52.1441 | 0
06.04. | 5 | 946.1131 |  | 806.9237 | 0 | 87.234 | 51.9554 | 0
06.04. | 6 | 946.526 |  | 811.6834 | 0 | 83.013 | 51.8296 | 0
06.04. | 7 | 979.0141 |  | 848.1286 | 0 | 78.993 | 51.8925 | 0
06.04. | 8 | 973.7316 |  | 848.6874 | 0 | 72.963 | 52.0812 | 0
06.04. | 9 | 997.6569 |  | 878.4171 | 0 | 67.536 | 51.7038 | 0
06.04. | 10 | 988.6062 |  | 871.2506 | 0 | 65.526 | 51.8296 | 0
06.04. | 11 | 978.9125 |  | 863.5792 | 0 | 63.315 | 52.0183 | 0
06.04. | 12 | 984.1231 |  | 854.6186 | 0 | 76.983 | 52.5215 | 0
06.04. | 13 | 996.4829 |  | 857.1431 | 0 | 87.636 | 51.7038 | 0
06.04. | 14 | 961.8661 |  | 824.2861 | 0 | 86.631 | 50.949 | 0
06.04. | 15 | 948.5108 |  | 819.247 | 0 | 78.189 | 51.0748 | 0
06.04. | 16 | 945.5774 |  | 819.8058 | 0 | 74.571 | 51.2006 | 0
06.04. | 17 | 951.3103 |  | 828.4771 | 0 | 70.752 | 52.0812 | 0
06.04. | 18 | 940.0513 |  | 832.5064 | 0 | 55.275 | 52.2699 | 0
06.04. | 19 | 934.8887 |  | 842.0797 | 0 | 40.602 | 52.207 | 0
06.04. | 20 | 952.2163 |  | 863.8047 | 0 | 36.582 | 51.8296 | 0
06.04. | 21 | 959.0346 |  | 870.0692 | 0 | 36.381 | 52.5844 | 0
06.04. | 22 | 933.1448 |  | 843.7022 | 0 | 36.984 | 52.4586 | 0
06.04. | 23 | 928.5935 |  | 838.1582 | 0 | 37.788 | 52.6473 | 0
06.04. | 24 | 876.3633 |  | 782.738 | 0 | 41.607 | 52.0183 | 0
07.04. | 1 | 884.2774 |  | 781.7821 | 0 | 49.848 | 52.6473 | 0
07.04. | 2 | 886.6882 |  | 778.8165 | 0 | 55.476 | 52.3957 | 0
07.04. | 3 | 885.3526 |  | 777.645 | 0 | 55.878 | 51.8296 | 0
07.04. | 4 | 889.6649 |  | 779.9979 | 0 | 58.089 | 51.578 | 0
07.04. | 5 | 893.1189 |  | 784.5321 | 0 | 56.883 | 51.7038 | 0
07.04. | 6 | 910.6946 |  | 799.5317 | 0 | 58.893 | 52.2699 | 0
07.04. | 7 | 945.4775 |  | 838.1582 | 0 | 54.672 | 52.6473 | 0
07.04. | 8 | 952.2532 |  | 845.7119 | 0 | 53.265 | 53.2763 | 0
07.04. | 9 | 943.8924 |  | 837.6533 | 0 | 53.466 | 52.7731 | 0
07.04. | 10 | 927.914 |  | 822.2027 | 0 | 53.064 | 52.6473 | 0
07.04. | 11 | 919.4803 |  | 816.7225 | 0 | 51.054 | 51.7038 | 0
07.04. | 12 | 914.3399 |  | 811.9089 | 0 | 50.853 | 51.578 | 0
07.04. | 13 | 921.4935 |  | 817.0019 | 0 | 52.662 | 51.8296 | 0
07.04. | 14 | 912.3197 |  | 810.1786 | 0 | 51.255 | 50.8861 | 0
07.04. | 15 | 915.172 |  | 808.9972 | 0 | 54.471 | 51.7038 | 0
07.04. | 16 | 906.0805 |  | 806.9776 | 0 | 46.833 | 52.2699 | 0
07.04. | 17 | 891.9279 |  | 807.7619 | 0 | 31.959 | 52.207 | 0
07.04. | 18 | 883.0744 |  | 810.2765 | 0 | 19.899 | 52.8989 | 0
07.04. | 19 | 898.1077 |  | 829.7564 | 0 | 15.075 | 53.2763 | 0
07.04. | 20 | 902.2755 |  | 831.5505 | 0 | 17.889 | 52.836 | 0
07.04. | 21 | 913.4578 |  | 839.7807 | 0 | 20.904 | 52.7731 | 0
07.04. | 22 | 909.003 |  | 834.1828 | 0 | 22.11 | 52.7102 | 0
07.04. | 23 | 917.1027 |  | 833.9034 | 0 | 30.552 | 52.6473 | 0
07.04. | 24 | 891.6073 |  | 794.3749 | 0 | 44.019 | 53.2134 | 0
08.04. | 1 | 901.5618 |  | 793.0857 | 0 | 55.074 | 53.4021 | 0
08.04. | 2 | 913.6803 |  | 789.8407 | 0 | 70.752 | 53.0876 | 0
08.04. | 3 | 912.6965 |  | 786.434 | 0 | 74.37 | 51.8925 | 0
08.04. | 4 | 912.7657 |  | 783.64 | 0 | 77.988 | 51.1377 | 0
08.04. | 5 | 920.3671 |  | 787.7232 | 0 | 81.003 | 51.6409 | 0
08.04. | 6 | 937.496 |  | 802.3895 | 0 | 83.214 | 51.8925 | 0
08.04. | 7 | 1004.7203 |  | 871.1329 | 0 | 81.003 | 52.5844 | 0
08.04. | 8 | 1007.9723 |  | 877.0102 | 0 | 78.189 | 52.7731 | 0
08.04. | 9 | 1002.0878 |  | 876.2259 | 0 | 72.963 | 52.8989 | 0
08.04. | 10 | 1002.5714 |  | 876.7847 | 0 | 72.762 | 53.0247 | 0
08.04. | 11 | 1002.9961 |  | 871.9711 | 0 | 78.189 | 52.836 | 0
08.04. | 12 | 1005.8957 |  | 867.1575 | 0 | 86.028 | 52.7102 | 0
08.04. | 13 | 1014.4432 |  | 865.8683 | 0 | 95.676 | 52.8989 | 0
08.04. | 14 | 1023.8663 |  | 867.7163 | 0 | 103.314 | 52.836 | 0
08.04. | 15 | 1032.8287 |  | 868.5006 | 0 | 111.555 | 52.7731 | 0
08.04. | 16 | 1047.5049 |  | 868.78 | 0 | 125.826 | 52.8989 | 0
08.04. | 17 | 1053.4163 |  | 863.687 | 0 | 137.082 | 52.6473 | 0
08.04. | 18 | 1059.1109 |  | 873.5397 | 0 | 132.861 | 52.7102 | 0
08.04. | 19 | 1047.5401 |  | 889.9462 | 0 | 105.324 | 52.2699 | 0
08.04. | 20 | 1035.5738 |  | 898.2303 | 0 | 84.822 | 52.5215 | 0
08.04. | 21 | 1026.0214 |  | 890.8383 | 0 | 82.41 | 52.7731 | 0
08.04. | 22 | 1027.7391 |  | 888.4854 | 0 | 86.229 | 53.0247 | 0
08.04. | 23 | 1036.0378 |  | 890.8922 | 0 | 92.058 | 53.0876 | 0
08.04. | 24 | 960.1631 |  | 813.296 | 0 | 93.465 | 53.4021 | 0
09.04. | 1 | 917.4275 |  | 782.3948 | 0 | 82.008 | 53.0247 | 0
09.04. | 2 | 917.859 |  | 786.7574 | 0 | 77.385 | 53.7166 | 0
09.04. | 3 | 914.2388 |  | 785.1349 | 0 | 75.576 | 53.5279 | 0
09.04. | 4 | 902.8532 |  | 783.9634 | 0 | 65.928 | 52.9618 | 0
09.04. | 5 | 908.8901 |  | 794.0955 | 0 | 61.707 | 53.0876 | 0
09.04. | 6 | 915.1039 |  | 801.7669 | 0 | 60.501 | 52.836 | 0
09.04. | 7 | 971.9957 |  | 860.0548 | 0 | 60.3 | 51.6409 | 0
09.04. | 8 | 969.5001 |  | 862.1822 | 0 | 55.677 | 51.6409 | 0
09.04. | 9 | 989.0253 |  | 873.4759 | 0 | 61.707 | 53.8424 | 0
09.04. | 10 | 1005.1055 |  | 877.7846 | 0 | 73.164 | 54.1569 | 0
09.04. | 11 | 1005.7421 |  | 877.7307 | 0 | 74.169 | 53.8424 | 0
09.04. | 12 | 1010.6238 |  | 880.1375 | 0 | 76.581 | 53.9053 | 0
09.04. | 13 | 1006.0856 |  | 880.9757 | 0 | 70.953 | 54.1569 | 0
09.04. | 14 | 989.4275 |  | 877.7846 | 0 | 57.486 | 54.1569 | 0
09.04. | 15 | 978.8656 |  | 875.8288 | 0 | 49.446 | 53.5908 | 0
09.04. | 16 | 985.7817 |  | 875.1083 | 0 | 58.089 | 52.5844 | 0
09.04. | 17 | 1011.8783 |  | 879.4709 | 0 | 79.194 | 53.2134 | 0
09.04. | 18 | 1050.8886 |  | 896.9851 | 0 | 99.495 | 54.4085 | 0
09.04. | 19 | 1048.9672 |  | 888.1422 | 0 | 106.731 | 54.094 | 0
09.04. | 20 | 1046.2704 |  | 885.9609 | 0 | 106.53 | 53.7795 | 0
09.04. | 21 | 1045.5239 |  | 884.059 | 0 | 107.937 | 53.5279 | 0
09.04. | 22 | 1044.2361 |  | 879.1915 | 0 | 111.957 | 53.0876 | 0
09.04. | 23 | 1048.1039 |  | 874.1524 | 0 | 120.801 | 53.1505 | 0
09.04. | 24 | 983.1658 |  | 795.7719 | 0 | 133.866 | 53.5279 | 0
10.04. | 1 | 979.0901 |  | 790.6789 | 0 | 135.072 | 53.3392 | 0
10.04. | 2 | 985.2821 |  | 788.8309 | 0 | 143.112 | 53.3392 | 0
10.04. | 3 | 992.179 |  | 788.8309 | 0 | 149.946 | 53.4021 | 0
10.04. | 4 | 997.7242 |  | 785.3065 | 0 | 159.393 | 53.0247 | 0
10.04. | 5 | 997.119 |  | 783.684 | 0 | 160.599 | 52.836 | 0
10.04. | 6 | 996.4336 |  | 788.777 | 0 | 154.569 | 53.0876 | 0
10.04. | 7 | 1021.7195 |  | 829.477 | 0 | 139.092 | 53.1505 | 0
10.04. | 8 | 1011.2764 |  | 836.9229 | 0 | 121.203 | 53.1505 | 0
10.04. | 9 | 1009.085 |  | 844.8198 | 0 | 111.555 | 52.7102 | 0
10.04. | 10 | 994.5217 |  | 842.4669 | 0 | 99.093 | 52.9618 | 0
10.04. | 11 | 972.0006 |  | 830.7123 | 0 | 88.641 | 52.6473 | 0
10.04. | 12 | 974.7537 |  | 828.0261 | 0 | 94.269 | 52.4586 | 0
10.04. | 13 | 988.5316 |  | 829.9819 | 0 | 105.525 | 53.0247 | 0
10.04. | 14 | 1002.1354 |  | 835.6975 | 0 | 114.168 | 52.2699 | 0
10.04. | 15 | 1010.5898 |  | 839.0503 | 0 | 118.389 | 53.1505 | 0
10.04. | 16 | 1015.3332 |  | 837.1484 | 0 | 125.223 | 52.9618 | 0
10.04. | 17 | 1000.221 |  | 828.3055 | 0 | 119.394 | 52.5215 | 0
10.04. | 18 | 982.8526 |  | 833.3985 | 0 | 96.681 | 52.7731 | 0
10.04. | 19 | 969.7062 |  | 837.1484 | 0 | 79.596 | 52.9618 | 0
10.04. | 20 | 966.4034 |  | 838.9964 | 0 | 74.571 | 52.836 | 0
10.04. | 21 | 969.5032 |  | 839.8346 | 0 | 76.581 | 53.0876 | 0
10.04. | 22 | 964.6802 |  | 838.4915 | 0 | 73.164 | 53.0247 | 0
10.04. | 23 | 964.7952 |  | 834.6877 | 0 | 77.586 | 52.5215 | 0
10.04. | 24 | 920.9748 |  | 786.5957 | 0 | 81.606 | 52.7731 | 0
11.04. | 1 | 926.9503 |  | 784.4683 | 0 | 89.646 | 52.836 | 0
11.04. | 2 | 935.1565 |  | 781.5566 | 0 | 100.701 | 52.8989 | 0
11.04. | 3 | 942.7423 |  | 782.0076 | 0 | 108.339 | 52.3957 | 0
11.04. | 4 | 950.4967 |  | 785.4781 | 0 | 112.56 | 52.4586 | 0
11.04. | 5 | 949.2668 |  | 787.3261 | 0 | 109.545 | 52.3957 | 0
11.04. | 6 | 965.3039 |  | 803.8404 | 0 | 108.942 | 52.5215 | 0
11.04. | 7 | 1022.1081 |  | 859.991 | 0 | 109.344 | 52.7731 | 0
11.04. | 8 | 1028.5599 |  | 872.1966 | 0 | 103.716 | 52.6473 | 0
11.04. | 9 | 1043.641 |  | 887.9805 | 0 | 102.51 | 53.1505 | 0
11.04. | 10 | 1043.7473 |  | 881.0395 | 0 | 109.746 | 52.9618 | 0
11.04. | 11 | 1037.38 |  | 874.0446 | 0 | 110.751 | 52.5844 | 0
11.04. | 12 | 1031.5923 |  | 868.8339 | 0 | 109.545 | 53.2134 | 0
11.04. | 13 | 1026.4149 |  | 859.4861 | 0 | 113.967 | 52.9618 | 0
11.04. | 14 | 1014.6436 |  | 843.3051 | 0 | 118.188 | 53.1505 | 0
11.04. | 15 | 1012.1468 |  | 842.4669 | 0 | 116.781 | 52.8989 | 0
11.04. | 16 | 1011.7134 |  | 844.1433 | 0 | 114.168 | 53.4021 | 0
11.04. | 17 | 1019.9842 |  | 853.7705 | 0 | 112.56 | 53.6537 | 0
11.04. | 18 | 1023.1267 |  | 866.3094 | 0 | 102.912 | 53.9053 | 0
11.04. | 19 | 1026.6787 |  | 879.0199 | 0 | 94.068 | 53.5908 | 0
11.04. | 20 | 1035.2492 |  | 890.2157 | 0 | 91.254 | 53.7795 | 0
11.04. | 21 | 1017.7055 |  | 886.4658 | 0 | 77.586 | 53.6537 | 0
11.04. | 22 | 978.397 |  | 865.9761 | 0 | 58.893 | 53.5279 | 0
11.04. | 23 | 955.5547 |  | 860.4321 | 0 | 41.406 | 53.7166 | 0
11.04. | 24 | 881.3153 |  | 795.2131 | 0 | 32.763 | 53.3392 | 0
12.04. | 1 | 884.037 |  | 794.2033 | 0 | 36.18 | 53.6537 | 0
12.04. | 2 | 880.975 |  | 792.2475 | 0 | 35.577 | 53.1505 | 0
12.04. | 3 | 887.4398 |  | 797.8454 | 0 | 36.381 | 53.2134 | 0
12.04. | 4 | 891.6588 |  | 800.5316 | 0 | 37.788 | 53.3392 | 0
12.04. | 5 | 901.864 |  | 801.5414 | 0 | 47.235 | 53.0876 | 0
12.04. | 6 | 922.6137 |  | 807.8697 | 0 | 61.908 | 52.836 | 0
12.04. | 7 | 999.8777 |  | 861.8929 | 0 | 85.023 | 52.9618 | 0
12.04. | 8 | 1026.1957 |  | 868.5006 | 0 | 104.922 | 52.7731 | 0
12.04. | 9 | 1036.0773 |  | 869.7898 | 0 | 113.766 | 52.5215 | 0
12.04. | 10 | 1042.8222 |  | 869.0594 | 0 | 120.801 | 52.9618 | 0
12.04. | 11 | 1041.865 |  | 865.3634 | 0 | 123.414 | 53.0876 | 0
12.04. | 12 | 1045.4223 |  | 866.9859 | 0 | 125.223 | 53.2134 | 0
12.04. | 13 | 1059.0014 |  | 880.2013 | 0 | 126.027 | 52.7731 | 0
12.04. | 14 | 1043.0647 |  | 877.7945 | 0 | 112.56 | 52.7102 | 0
12.04. | 15 | 1033.4172 |  | 877.7307 | 0 | 101.907 | 53.7795 | 0
12.04. | 16 | 1029.9803 |  | 874.2063 | 0 | 102.309 | 53.465 | 0
12.04. | 17 | 1022.0375 |  | 878.3973 | 0 | 89.043 | 54.5972 | 0
12.04. | 18 | 1000.2168 |  | 884.7795 | 0 | 60.903 | 54.5343 | 0
12.04. | 19 | 982.7395 |  | 886.5736 | 0 | 42.009 | 54.1569 | 0
12.04. | 20 | 969.8568 |  | 886.0148 | 0 | 29.748 | 54.094 | 0
12.04. | 21 | 964.5353 |  | 884.7256 | 0 | 25.527 | 54.2827 | 0
12.04. | 22 | 964.394 |  | 884.4462 | 0 | 25.728 | 54.2198 | 0
12.04. | 23 | 960.224 |  | 881.0296 | 0 | 24.723 | 54.4714 | 0
12.04. | 24 | 891.4922 |  | 817.7125 | 0 | 19.497 | 54.2827 | 0
13.04. | 1 | 884.5667 |  | 811.0509 | 0 | 19.296 | 54.2198 | 0
13.04. | 2 | 878.9614 |  | 806.2373 | 0 | 18.693 | 54.0311 | 0
13.04. | 3 | 870.6147 |  | 803.2178 | 0 | 13.869 | 53.5279 | 0
13.04. | 4 | 865.1029 |  | 802.3796 | 0 | 9.447 | 53.2763 | 0
13.04. | 5 | 867.5855 |  | 806.8599 | 0 | 7.638 | 53.0876 | 0
13.04. | 6 | 879.7554 |  | 818.4528 | 0 | 8.844 | 52.4586 | 0
13.04. | 7 | 930.7329 |  | 867.5447 | 0 | 9.849 | 53.3392 | 0
13.04. | 8 | 939.6574 |  | 878.1278 | 0 | 8.442 | 53.0876 | 0
13.04. | 9 | 963.5847 |  | 905.1713 | 0 | 5.829 | 52.5844 | 0
13.04. | 10 | 967.0061 |  | 908.4163 | 0 | 5.628 | 52.9618 | 0
13.04. | 11 | 967.2865 |  | 907.3526 | 0 | 7.035 | 52.8989 | 0
13.04. | 12 | 968.3905 |  | 904.5487 | 0 | 10.251 | 53.5908 | 0
13.04. | 13 | 965.7457 |  | 897.6077 | 0 | 14.673 | 53.465 | 0
13.04. | 14 | 939.4483 |  | 865.0301 | 0 | 21.708 | 52.7102 | 0
13.04. | 15 | 934.9522 |  | 855.0058 | 0 | 26.733 | 53.2134 | 0
13.04. | 16 | 944.2997 |  | 859.089 | 0 | 31.557 | 53.6537 | 0
13.04. | 17 | 952.2342 |  | 860.3782 | 0 | 38.391 | 53.465 | 0
13.04. | 18 | 965.1071 |  | 867.8241 | 0 | 43.818 | 53.465 | 0
13.04. | 19 | 986.1811 |  | 887.755 | 0 | 45.024 | 53.4021 | 0
13.04. | 20 | 1003.0329 |  | 904.7203 | 0 | 45.225 | 53.0876 | 0
13.04. | 21 | 993.9541 |  | 900.4655 | 0 | 40.401 | 53.0876 | 0
13.04. | 22 | 962.9993 |  | 873.5936 | 0 | 36.381 | 53.0247 | 0
13.04. | 23 | 953.6469 |  | 867.5447 | 0 | 32.763 | 53.3392 | 0
13.04. | 24 | 891.0547 |  | 810.5559 | 0 | 27.537 | 52.9618 | 0
14.04. | 1 | 889.8127 |  | 804.6786 | 0 | 32.361 | 52.7731 | 0
14.04. | 2 | 893.8317 |  | 806.0217 | 0 | 34.974 | 52.836 | 0
14.04. | 3 | 887.6636 |  | 806.0217 | 0 | 28.743 | 52.8989 | 0
14.04. | 4 | 883.1068 |  | 807.257 | 0 | 23.517 | 52.3328 | 0
14.04. | 5 | 886.1643 |  | 814.649 | 0 | 19.497 | 52.0183 | 0
14.04. | 6 | 895.7376 |  | 824.2223 | 0 | 19.497 | 52.0183 | 0
14.04. | 7 | 927.6366 |  | 861.3979 | 0 | 14.472 | 51.7667 | 0
14.04. | 8 | 929.6672 |  | 867.9517 | 0 | 10.452 | 51.2635 | 0
14.04. | 9 | 922.8703 |  | 863.8047 | 0 | 7.236 | 51.8296 | 0
14.04. | 10 | 904.2864 |  | 848.5257 | 0 | 4.623 | 51.1377 | 0
14.04. | 11 | 905.5889 |  | 848.4718 | 0 | 6.231 | 50.8861 | 0
14.04. | 12 | 909.241 |  | 848.3541 | 0 | 9.246 | 51.6409 | 0
14.04. | 13 | 916.163 |  | 849.4717 | 0 | 14.673 | 52.0183 | 0
14.04. | 14 | 918.9619 |  | 845.7757 | 0 | 21.105 | 52.0812 | 0
14.04. | 15 | 925.1374 |  | 844.9914 | 0 | 27.939 | 52.207 | 0
14.04. | 16 | 927.1116 |  | 843.4228 | 0 | 31.356 | 52.3328 | 0
14.04. | 17 | 946.7242 |  | 852.5451 | 0 | 41.406 | 52.7731 | 0
14.04. | 18 | 946.8337 |  | 845.8835 | 0 | 48.24 | 52.7102 | 0
14.04. | 19 | 957.8531 |  | 848.6236 | 0 | 56.079 | 53.1505 | 0
14.04. | 20 | 962.4144 |  | 851.5892 | 0 | 57.486 | 53.3392 | 0
14.04. | 21 | 961.1897 |  | 851.0304 | 0 | 56.883 | 53.2763 | 0
14.04. | 22 | 960.4084 |  | 846.2168 | 0 | 61.104 | 53.0876 | 0
14.04. | 23 | 956.2939 |  | 843.5845 | 0 | 59.496 | 53.2134 | 0
14.04. | 24 | 901.48 |  | 788.2182 | 0 | 60.3 | 52.9618 | 0
15.04. | 1 | 906.6354 |  | 783.7379 | 0 | 69.747 | 53.1505 | 0
15.04. | 2 | 907.6404 |  | 783.7379 | 0 | 70.752 | 53.1505 | 0
15.04. | 3 | 909.3081 |  | 783.4585 | 0 | 72.762 | 53.0876 | 0
15.04. | 4 | 902.0336 |  | 780.3312 | 0 | 69.747 | 51.9554 | 0
15.04. | 5 | 901.0318 |  | 780.6106 | 0 | 68.34 | 52.0812 | 0
15.04. | 6 | 902.3054 |  | 789.1202 | 0 | 61.104 | 52.0812 | 0
15.04. | 7 | 955.7983 |  | 857.9274 | 0 | 46.23 | 51.6409 | 0
15.04. | 8 | 955.3211 |  | 867.5645 | 0 | 37.185 | 50.5716 | 0
15.04. | 9 | 957.1149 |  | 872.5497 | 0 | 34.371 | 50.1942 | 0
15.04. | 10 | 949.417 |  | 868.5204 | 0 | 30.954 | 49.9426 | 0
15.04. | 11 | 949.8356 |  | 870.8095 | 0 | 28.14 | 50.8861 | 0
15.04. | 12 | 953.1225 |  | 870.9173 | 0 | 30.753 | 51.4522 | 0
15.04. | 13 | 957.1781 |  | 868.1772 | 0 | 37.989 | 51.0119 | 0
15.04. | 14 | 962.5494 |  | 863.0842 | 0 | 48.642 | 50.8232 | 0
15.04. | 15 | 971.9578 |  | 869.8536 | 0 | 50.652 | 51.4522 | 0
15.04. | 16 | 979.7458 |  | 873.2702 | 0 | 55.275 | 51.2006 | 0
15.04. | 17 | 990.153 |  | 872.9369 | 0 | 66.33 | 50.8861 | 0
15.04. | 18 | 976.0116 |  | 874.1084 | 0 | 50.451 | 51.4522 | 0
15.04. | 19 | 984.1083 |  | 877.8583 | 0 | 54.672 | 51.578 | 0
15.04. | 20 | 980.3615 |  | 871.035 | 0 | 58.692 | 50.6345 | 0
15.04. | 21 | 984.0487 |  | 868.241 | 0 | 65.928 | 49.8797 | 0
15.04. | 22 | 987.9956 |  | 866.5107 | 0 | 72.36 | 49.1249 | 0
15.04. | 23 | 974.4174 |  | 860.6334 | 0 | 64.722 | 49.062 | 0
15.04. | 24 | 893.2528 |  | 784.3803 | 0 | 59.496 | 49.3765 | 0
16.04. | 1 | 886.3014 |  | 782.2529 | 0 | 54.672 | 49.3765 | 0
16.04. | 2 | 872.265 |  | 782.199 | 0 | 41.004 | 49.062 | 0
16.04. | 3 | 865.6603 |  | 783.596 | 0 | 32.562 | 49.5023 | 0
16.04. | 4 | 860.3455 |  | 788.1302 | 0 | 22.713 | 49.5023 | 0
16.04. | 5 | 854.9553 |  | 788.3557 | 0 | 17.286 | 49.3136 | 0
16.04. | 6 | 857.8988 |  | 798.2084 | 0 | 10.251 | 49.4394 | 0
16.04. | 7 | 926.0301 |  | 868.4126 | 0 | 8.241 | 49.3765 | 0
16.04. | 8 | 933.7608 |  | 878.0398 | 0 | 6.03 | 49.691 | 0
16.04. | 9 | 934.5419 |  | 878.5447 | 0 | 6.432 | 49.5652 | 0
16.04. | 10 | 932.6874 |  | 875.182 | 0 | 7.437 | 50.0684 | 0
16.04. | 11 | 931.9648 |  | 871.4321 | 0 | 10.653 | 49.8797 | 0
16.04. | 12 | 934.18 |  | 870.3684 | 0 | 13.869 | 49.9426 | 0
16.04. | 13 | 936.3771 |  | 869.638 | 0 | 16.482 | 50.2571 | 0
16.04. | 14 | 933.8007 |  | 865.5548 | 0 | 18.492 | 49.7539 | 0
16.04. | 15 | 934.3699 |  | 861.3 | 0 | 23.316 | 49.7539 | 0
16.04. | 16 | 936.5436 |  | 861.1383 | 0 | 26.532 | 48.8733 | 0
16.04. | 17 | 941.7793 |  | 862.9324 | 0 | 30.351 | 48.4959 | 0
16.04. | 18 | 946.4003 |  | 865.6186 | 0 | 32.16 | 48.6217 | 0
16.04. | 19 | 953.9778 |  | 871.5498 | 0 | 33.366 | 49.062 | 0
16.04. | 20 | 959.2774 |  | 872.0008 | 0 | 38.592 | 48.6846 | 0
16.04. | 21 | 967.6351 |  | 871.0988 | 0 | 47.034 | 49.5023 | 0
16.04. | 22 | 969.3287 |  | 866.2852 | 0 | 53.667 | 49.3765 | 0
16.04. | 23 | 959.741 |  | 856.0453 | 0 | 55.074 | 48.6217 | 0
16.04. | 24 | 882.5635 |  | 782.8755 | 0 | 51.255 | 48.433 | 0
17.04. | 1 | 881.865 |  | 781.5863 | 0 | 51.657 | 48.6217 | 0
17.04. | 2 | 877.5863 |  | 779.1795 | 0 | 49.848 | 48.5588 | 0
17.04. | 3 | 873.7434 |  | 781.0275 | 0 | 44.22 | 48.4959 | 0
17.04. | 4 | 870.3003 |  | 781.253 | 0 | 40.803 | 48.2443 | 0
17.04. | 5 | 859.1008 |  | 780.6942 | 0 | 30.351 | 48.0556 | 0
17.04. | 6 | 863.6871 |  | 793.4586 | 0 | 22.11 | 48.1185 | 0
17.04. | 7 | 940.5551 |  | 871.9469 | 0 | 20.301 | 48.3072 | 0
17.04. | 8 | 948.2955 |  | 883.3682 | 0 | 16.683 | 48.2443 | 0
17.04. | 9 | 949.394 |  | 887.3436 | 0 | 13.869 | 48.1814 | 0
17.04. | 10 | 948.2109 |  | 886.8387 | 0 | 13.065 | 48.3072 | 0
17.04. | 11 | 946.5106 |  | 885.8289 | 0 | 12.06 | 48.6217 | 0
17.04. | 12 | 942.8732 |  | 882.2407 | 0 | 11.256 | 49.3765 | 0
17.04. | 13 | 934.5678 |  | 874.0105 | 0 | 11.055 | 49.5023 | 0
17.04. | 14 | 925.8321 |  | 864.3833 | 0 | 12.261 | 49.1878 | 0
17.04. | 15 | 927.9595 |  | 866.5107 | 0 | 12.261 | 49.1878 | 0
17.04. | 16 | 939.8821 |  | 880.3927 | 0 | 10.05 | 49.4394 | 0
17.04. | 17 | 934.4081 |  | 878.4369 | 0 | 7.035 | 48.9362 | 0
17.04. | 18 | 927.7381 |  | 873.9027 | 0 | 5.025 | 48.8104 | 0
17.04. | 19 | 928.7821 |  | 875.7507 | 0 | 4.221 | 48.8104 | 0
17.04. | 20 | 931.7732 |  | 877.5987 | 0 | 5.427 | 48.7475 | 0
17.04. | 21 | 932.4066 |  | 877.2654 | 0 | 6.834 | 48.3072 | 0
17.04. | 22 | 926.3672 |  | 869.8833 | 0 | 9.246 | 47.2379 | 0
17.04. | 23 | 925.457 |  | 868.1431 | 0 | 9.447 | 47.8669 | 0
17.04. | 24 | 837.2326 |  | 775.5473 | 0 | 14.07 | 47.6153 | 0
18.04. | 1 | 843.832 |  | 775.6012 | 0 | 20.301 | 47.9298 | 0
18.04. | 2 | 860.6274 |  | 784.4441 | 0 | 27.939 | 48.2443 | 0
18.04. | 3 | 872.9578 |  | 785.9588 | 0 | 39.195 | 47.804 | 0
18.04. | 4 | 893.0212 |  | 790.042 | 0 | 54.672 | 48.3072 | 0
18.04. | 5 | 905.8906 |  | 791.9439 | 0 | 65.325 | 48.6217 | 0
18.04. | 6 | 916.0299 |  | 796.983 | 0 | 70.551 | 48.4959 | 0
18.04. | 7 | 970.7993 |  | 847.6435 | 0 | 73.968 | 49.1878 | 0
18.04. | 8 | 965.5613 |  | 852.9081 | 0 | 63.717 | 48.9362 | 0
18.04. | 9 | 975.5303 |  | 874.9125 | 0 | 52.059 | 48.5588 | 0
18.04. | 10 | 970.0446 |  | 873.8488 | 0 | 47.637 | 48.5588 | 0
18.04. | 11 | 976.7124 |  | 876.7605 | 0 | 51.456 | 48.4959 | 0
18.04. | 12 | 975.8853 |  | 872.9567 | 0 | 54.873 | 48.0556 | 0
18.04. | 13 | 966.5075 |  | 870.1627 | 0 | 49.044 | 47.3008 | 0
18.04. | 14 | 932.5367 |  | 844.6339 | 0 | 40.602 | 47.3008 | 0
18.04. | 15 | 924.0156 |  | 841.3251 | 0 | 34.572 | 48.1185 | 0
18.04. | 16 | 921.6287 |  | 842.4427 | 0 | 30.753 | 48.433 | 0
18.04. | 17 | 912.4086 |  | 837.9085 | 0 | 26.13 | 48.3701 | 0
18.04. | 18 | 908.5018 |  | 841.0996 | 0 | 19.095 | 48.3072 | 0
18.04. | 19 | 918.9273 |  | 855.5943 | 0 | 14.271 | 49.062 | 0
18.04. | 20 | 941.065 |  | 876.5889 | 0 | 15.477 | 48.9991 | 0
18.04. | 21 | 937.6378 |  | 874.8586 | 0 | 14.472 | 48.3072 | 0
18.04. | 22 | 920.5808 |  | 858.957 | 0 | 13.065 | 48.5588 | 0
18.04. | 23 | 919.9094 |  | 856.0992 | 0 | 14.874 | 48.9362 | 0
18.04. | 24 | 859.9922 |  | 791.7723 | 0 | 19.095 | 49.1249 | 0
19.04. | 1 | 857.129 |  | 788.194 | 0 | 20.502 | 48.433 | 0
19.04. | 2 | 854.277 |  | 785.0029 | 0 | 20.904 | 48.3701 | 0
19.04. | 3 | 858.739 |  | 785.5078 | 0 | 24.924 | 48.3072 | 0
19.04. | 4 | 862.4242 |  | 785.4 | 0 | 29.346 | 47.6782 | 0
19.04. | 5 | 871.2433 |  | 788.5911 | 0 | 34.974 | 47.6782 | 0
19.04. | 6 | 881.7868 |  | 795.2527 | 0 | 38.793 | 47.7411 | 0
19.04. | 7 | 917.0484 |  | 821.6197 | 0 | 47.436 | 47.9927 | 0
19.04. | 8 | 924.3433 |  | 826.9921 | 0 | 49.044 | 48.3072 | 0
19.04. | 9 | 914.269 |  | 820.2227 | 0 | 46.431 | 47.6153 | 0
19.04. | 10 | 901.6026 |  | 815.6346 | 0 | 38.793 | 47.175 | 0
19.04. | 11 | 893.6723 |  | 813.2817 | 0 | 32.964 | 47.4266 | 0
19.04. | 12 | 893.6867 |  | 813.9483 | 0 | 31.557 | 48.1814 | 0
19.04. | 13 | 891.1115 |  | 812.8307 | 0 | 30.351 | 47.9298 | 0
19.04. | 14 | 892.5665 |  | 813.4434 | 0 | 30.753 | 48.3701 | 0
19.04. | 15 | 891.9277 |  | 811.8748 | 0 | 31.557 | 48.4959 | 0
19.04. | 16 | 890.3687 |  | 811.1444 | 0 | 30.351 | 48.8733 | 0
19.04. | 17 | 881.1454 |  | 806.3308 | 0 | 26.13 | 48.6846 | 0
19.04. | 18 | 875.3398 |  | 804.5466 | 0 | 23.115 | 47.6782 | 0
19.04. | 19 | 884.7765 |  | 812.713 | 0 | 23.316 | 48.7475 | 0
19.04. | 20 | 893.2481 |  | 818.0315 | 0 | 26.532 | 48.6846 | 0
19.04. | 21 | 901.1217 |  | 816.6345 | 0 | 36.18 | 48.3072 | 0
19.04. | 22 | 919.1532 |  | 819.8795 | 0 | 50.652 | 48.6217 | 0
19.04. | 23 | 922.5625 |  | 815.3992 | 0 | 58.29 | 48.8733 | 0
19.04. | 24 | 913.7736 |  | 797.929 | 0 | 66.531 | 49.3136 | 0
20.04. | 1 | 917.8901 |  | 797.8751 | 0 | 70.953 | 49.062 | 0
20.04. | 2 | 922.2273 |  | 797.0369 | 0 | 76.38 | 48.8104 | 0
20.04. | 3 | 934.6298 |  | 801.625 | 0 | 83.817 | 49.1878 | 0
20.04. | 4 | 935.6923 |  | 799.7231 | 0 | 87.033 | 48.9362 | 0
20.04. | 5 | 945.8219 |  | 802.9681 | 0 | 93.666 | 49.1878 | 0
20.04. | 6 | 959.0719 |  | 813.6051 | 0 | 96.279 | 49.1878 | 0
20.04. | 7 | 1017.5677 |  | 867.6283 | 0 | 100.5 | 49.4394 | 0
20.04. | 8 | 1027.6007 |  | 879.6084 | 0 | 98.49 | 49.5023 | 0
20.04. | 9 | 1040.8842 |  | 898.8727 | 0 | 93.264 | 48.7475 | 0
20.04. | 10 | 1045.8127 |  | 898.9266 | 0 | 97.887 | 48.9991 | 0
20.04. | 11 | 1054.5035 |  | 895.2306 | 0 | 110.148 | 49.1249 | 0
20.04. | 12 | 1060.4203 |  | 892.0395 | 0 | 119.193 | 49.1878 | 0
20.04. | 13 | 1057.0531 |  | 885.6573 | 0 | 122.208 | 49.1878 | 0
20.04. | 14 | 1017.0426 |  | 858.3344 | 0 | 109.143 | 49.5652 | 0
20.04. | 15 | 1001.4124 |  | 854.6384 | 0 | 97.083 | 49.691 | 0
20.04. | 16 | 984.9859 |  | 855.4227 | 0 | 79.998 | 49.5652 | 0
20.04. | 17 | 967.5491 |  | 857.6579 | 0 | 59.697 | 50.1942 | 0
20.04. | 18 | 960.2327 |  | 860.0647 | 0 | 49.848 | 50.32 | 0
20.04. | 19 | 957.2232 |  | 862.9225 | 0 | 44.421 | 49.8797 | 0
20.04. | 20 | 979.034 |  | 882.9612 | 0 | 45.627 | 50.4458 | 0
20.04. | 21 | 989.2273 |  | 880.5544 | 0 | 58.29 | 50.3829 | 0
20.04. | 22 | 972.1405 |  | 855.0256 | 0 | 66.732 | 50.3829 | 0
20.04. | 23 | 976.417 |  | 855.8099 | 0 | 70.35 | 50.2571 | 0
20.04. | 24 | 920.367 |  | 806.0415 | 0 | 64.32 | 50.0055 | 0
21.04. | 1 | 914.5768 |  | 803.5808 | 0 | 61.305 | 49.691 | 0
21.04. | 2 | 908.4055 |  | 803.3014 | 0 | 55.476 | 49.6281 | 0
21.04. | 3 | 907.9157 |  | 806.4925 | 0 | 51.858 | 49.5652 | 0
21.04. | 4 | 909.3376 |  | 805.8798 | 0 | 54.27 | 49.1878 | 0
21.04. | 5 | 918.7326 |  | 810.6395 | 0 | 59.094 | 48.9991 | 0
21.04. | 6 | 940.505 |  | 818.8697 | 0 | 72.762 | 48.8733 | 0
21.04. | 7 | 999.1103 |  | 866.2313 | 0 | 83.817 | 49.062 | 0
21.04. | 8 | 1009.7297 |  | 866.2852 | 0 | 94.068 | 49.3765 | 0
21.04. | 9 | 1009.8601 |  | 861.8049 | 0 | 98.49 | 49.5652 | 0
21.04. | 10 | 1012.5338 |  | 860.1824 | 0 | 102.912 | 49.4394 | 0
21.04. | 11 | 1010.242 |  | 853.9718 | 0 | 107.334 | 48.9362 | 0
21.04. | 12 | 1000.9863 |  | 852.1777 | 0 | 99.495 | 49.3136 | 0
21.04. | 13 | 976.9509 |  | 848.7072 | 0 | 78.993 | 49.2507 | 0
21.04. | 14 | 972.6135 |  | 845.2367 | 0 | 78.189 | 49.1878 | 0
21.04. | 15 | 972.2225 |  | 841.3152 | 0 | 81.405 | 49.5023 | 0
21.04. | 16 | 960.6839 |  | 840.7564 | 0 | 70.551 | 49.3765 | 0
21.04. | 17 | 954.0041 |  | 843.1093 | 0 | 61.707 | 49.1878 | 0
21.04. | 18 | 955.8775 |  | 851.3395 | 0 | 55.476 | 49.062 | 0
21.04. | 19 | 968.3237 |  | 866.2852 | 0 | 52.662 | 49.3765 | 0
21.04. | 20 | 970.3319 |  | 873.2801 | 0 | 47.235 | 49.8168 | 0
21.04. | 21 | 970.8048 |  | 873.3879 | 0 | 47.034 | 50.3829 | 0
21.04. | 22 | 953.4283 |  | 865.3832 | 0 | 37.788 | 50.2571 | 0
21.04. | 23 | 943.9149 |  | 859.8392 | 0 | 33.567 | 50.5087 | 0
21.04. | 24 | 902.8988 |  | 809.9531 | 0 | 41.808 | 51.1377 | 0
22.04. | 1 | 898.804 |  | 806.5365 | 0 | 41.004 | 51.2635 | 0
22.04. | 2 | 897.3544 |  | 807.8257 | 0 | 38.391 | 51.1377 | 0
22.04. | 3 | 894.3591 |  | 807.0414 | 0 | 36.18 | 51.1377 | 0
22.04. | 4 | 889.7687 |  | 808.3306 | 0 | 30.552 | 50.8861 | 0
22.04. | 5 | 885.7723 |  | 810.8551 | 0 | 24.723 | 50.1942 | 0
22.04. | 6 | 879.6582 |  | 813.0463 | 0 | 17.487 | 49.1249 | 0
22.04. | 7 | 941.615 |  | 882.6917 | 0 | 10.05 | 48.8733 | 0
22.04. | 8 | 955.8172 |  | 894.1031 | 0 | 11.457 | 50.2571 | 0
22.04. | 9 | 959.8932 |  | 893.6081 | 0 | 17.286 | 48.9991 | 0
22.04. | 10 | 961.5146 |  | 895.6178 | 0 | 16.08 | 49.8168 | 0
22.04. | 11 | 961.3223 |  | 889.1179 | 0 | 21.507 | 50.6974 | 0
22.04. | 12 | 957.8337 |  | 885.9807 | 0 | 20.904 | 50.949 | 0
22.04. | 13 | 948.729 |  | 886.2601 | 0 | 11.457 | 51.0119 | 0
22.04. | 14 | 945.3914 |  | 885.1964 | 0 | 9.246 | 50.949 | 0
22.04. | 15 | 940.5358 |  | 882.5641 | 0 | 6.834 | 51.1377 | 0
22.04. | 16 | 943.0555 |  | 882.8974 | 0 | 8.643 | 51.5151 | 0
22.04. | 17 | 945.459 |  | 884.0689 | 0 | 9.246 | 52.1441 | 0
22.04. | 18 | 946.213 |  | 886.1424 | 0 | 8.241 | 51.8296 | 0
22.04. | 19 | 949.8887 |  | 888.5492 | 0 | 9.447 | 51.8925 | 0
22.04. | 20 | 951.3281 |  | 885.5297 | 0 | 14.472 | 51.3264 | 0
22.04. | 21 | 957.3165 |  | 885.4758 | 0 | 20.703 | 51.1377 | 0
22.04. | 22 | 958.4519 |  | 880.9955 | 0 | 26.13 | 51.3264 | 0
22.04. | 23 | 958.2388 |  | 873.2702 | 0 | 33.768 | 51.2006 | 0
22.04. | 24 | 884.9057 |  | 796.8455 | 0 | 35.979 | 52.0812 | 0
23.04. | 1 | 885.3965 |  | 792.3113 | 0 | 41.004 | 52.0812 | 0
23.04. | 2 | 891.1713 |  | 795.4485 | 0 | 44.019 | 51.7038 | 0
23.04. | 3 | 896.3505 |  | 797.8014 | 0 | 47.034 | 51.5151 | 0
23.04. | 4 | 902.7733 |  | 794.728 | 0 | 57.285 | 50.7603 | 0
23.04. | 5 | 901.4109 |  | 790.7526 | 0 | 59.898 | 50.7603 | 0
23.04. | 6 | 902.239 |  | 793.2133 | 0 | 57.888 | 51.1377 | 0
23.04. | 7 | 958.5068 |  | 859.2166 | 0 | 47.838 | 51.4522 | 0
23.04. | 8 | 947.2597 |  | 866.6625 | 0 | 29.145 | 51.4522 | 0
23.04. | 9 | 937.2684 |  | 867.7262 | 0 | 18.09 | 51.4522 | 0
23.04. | 10 | 923.6012 |  | 862.0744 | 0 | 10.452 | 51.0748 | 0
23.04. | 11 | 917.3941 |  | 860.2264 | 0 | 6.03 | 51.1377 | 0
23.04. | 12 | 913.9781 |  | 858.8833 | 0 | 4.02 | 51.0748 | 0
23.04. | 13 | 909.9818 |  | 852.7266 | 0 | 6.432 | 50.8232 | 0
23.04. | 14 | 909.5012 |  | 848.1385 | 0 | 10.854 | 50.5087 | 0
23.04. | 15 | 913.9083 |  | 848.7512 | 0 | 14.271 | 50.8861 | 0
23.04. | 16 | 921.6062 |  | 852.7805 | 0 | 17.688 | 51.1377 | 0
23.04. | 17 | 926.5822 |  | 853.5109 | 0 | 22.311 | 50.7603 | 0
23.04. | 18 | 929.1484 |  | 855.8638 | 0 | 22.713 | 50.5716 | 0
23.04. | 19 | 938.262 |  | 863.0303 | 0 | 24.723 | 50.5087 | 0
23.04. | 20 | 948.4003 |  | 869.4125 | 0 | 28.542 | 50.4458 | 0
23.04. | 21 | 951.4638 |  | 868.7459 | 0 | 32.964 | 49.7539 | 0
23.04. | 22 | 955.7935 |  | 867.7361 | 0 | 37.989 | 50.0684 | 0
23.04. | 23 | 955.345 |  | 865.7165 | 0 | 38.994 | 50.6345 | 0
23.04. | 24 | 878.2621 |  | 786.4978 | 0 | 41.004 | 50.7603 | 0
24.04. | 1 | 873.9496 |  | 779.8362 | 0 | 43.416 | 50.6974 | 0
24.04. | 2 | 877.0579 |  | 779.5029 | 0 | 47.235 | 50.32 | 0
24.04. | 3 | 883.1359 |  | 780.1156 | 0 | 52.26 | 50.7603 | 0
24.04. | 4 | 880.9647 |  | 776.3118 | 0 | 54.27 | 50.3829 | 0
24.04. | 5 | 877.6032 |  | 777.0961 | 0 | 50.25 | 50.2571 | 0
24.04. | 6 | 875.0849 |  | 784.0371 | 0 | 40.602 | 50.4458 | 0
24.04. | 7 | 938.527 |  | 853.006 | 0 | 34.572 | 50.949 | 0
24.04. | 8 | 946.1253 |  | 869.7997 | 0 | 25.125 | 51.2006 | 0
24.04. | 9 | 942.3023 |  | 875.1721 | 0 | 15.678 | 51.4522 | 0
24.04. | 10 | 930.5267 |  | 868.736 | 0 | 10.653 | 51.1377 | 0
24.04. | 11 | 925.3288 |  | 865.8243 | 0 | 8.241 | 51.2635 | 0
24.04. | 12 | 926.7358 |  | 865.8243 | 0 | 9.648 | 51.2635 | 0
24.04. | 13 | 928.2622 |  | 865.2655 | 0 | 11.859 | 51.1377 | 0
24.04. | 14 | 930.5894 |  | 864.4273 | 0 | 15.276 | 50.8861 | 0
24.04. | 15 | 930.0581 |  | 858.8833 | 0 | 20.1 | 51.0748 | 0
24.04. | 16 | 943.2875 |  | 862.9665 | 0 | 28.743 | 51.578 | 0
24.04. | 17 | 964.7088 |  | 876.4613 | 0 | 36.984 | 51.2635 | 0
24.04. | 18 | 971.2681 |  | 884.6915 | 0 | 35.376 | 51.2006 | 0
24.04. | 19 | 986.7259 |  | 895.0491 | 0 | 40.602 | 51.0748 | 0
24.04. | 20 | 994.5997 |  | 897.9608 | 0 | 45.627 | 51.0119 | 0
24.04. | 21 | 994.4017 |  | 893.9315 | 0 | 49.647 | 50.8232 | 0
24.04. | 22 | 986.9675 |  | 885.5935 | 0 | 51.054 | 50.32 | 0
24.04. | 23 | 982.3535 |  | 884.3582 | 0 | 47.235 | 50.7603 | 0
24.04. | 24 | 887.1961 |  | 794.5663 | 0 | 42.813 | 49.8168 | 0
25.04. | 1 | 881.844 |  | 789.3017 | 0 | 42.411 | 50.1313 | 0
25.04. | 2 | 879.6362 |  | 789.5811 | 0 | 39.798 | 50.2571 | 0
25.04. | 3 | 875.7521 |  | 787.9586 | 0 | 37.788 | 50.0055 | 0
25.04. | 4 | 878.0489 |  | 787.4537 | 0 | 40.401 | 50.1942 | 0
25.04. | 5 | 877.6479 |  | 786.1106 | 0 | 41.406 | 50.1313 | 0
25.04. | 6 | 874.8013 |  | 784.8214 | 0 | 39.597 | 50.3829 | 0
25.04. | 7 | 876.4441 |  | 787.7331 | 0 | 38.391 | 50.32 | 0
25.04. | 8 | 877.7297 |  | 790.9781 | 0 | 36.18 | 50.5716 | 0
25.04. | 9 | 878.0471 |  | 794.4486 | 0 | 32.964 | 50.6345 | 0
25.04. | 10 | 872.0201 |  | 790.4193 | 0 | 31.155 | 50.4458 | 0
25.04. | 11 | 866.417 |  | 787.2282 | 0 | 28.743 | 50.4458 | 0
25.04. | 12 | 868.7693 |  | 787.5076 | 0 | 30.753 | 50.5087 | 0
25.04. | 13 | 868.4278 |  | 781.5764 | 0 | 36.783 | 50.0684 | 0
25.04. | 14 | 868.2622 |  | 774.5276 | 0 | 44.421 | 49.3136 | 0
25.04. | 15 | 876.4708 |  | 777.5471 | 0 | 49.044 | 49.8797 | 0
25.04. | 16 | 882.8409 |  | 776.204 | 0 | 56.883 | 49.7539 | 0
25.04. | 17 | 892.9277 |  | 776.4295 | 0 | 66.933 | 49.5652 | 0
25.04. | 18 | 910.3281 |  | 782.5862 | 0 | 77.988 | 49.7539 | 0
25.04. | 19 | 922.798 |  | 791.3752 | 0 | 81.606 | 49.8168 | 0
25.04. | 20 | 931.1584 |  | 790.8164 | 0 | 90.651 | 49.691 | 0
25.04. | 21 | 936.9006 |  | 792.6644 | 0 | 94.671 | 49.5652 | 0
25.04. | 22 | 929.8101 |  | 791.8801 | 0 | 88.239 | 49.691 | 0
25.04. | 23 | 919.4559 |  | 786.1106 | 0 | 83.214 | 50.1313 | 0
25.04. | 24 | 916.4278 |  | 779.7284 | 0 | 86.631 | 50.0684 | 0
26.04. | 1 | 916.8069 |  | 780.2333 | 0 | 86.631 | 49.9426 | 0
26.04. | 2 | 909.7968 |  | 777.0422 | 0 | 82.812 | 49.9426 | 0
26.04. | 3 | 903.1658 |  | 774.356 | 0 | 78.993 | 49.8168 | 0
26.04. | 4 | 902.1934 |  | 775.6452 | 0 | 76.983 | 49.5652 | 0
26.04. | 5 | 903.0441 |  | 781.9735 | 0 | 71.757 | 49.3136 | 0
26.04. | 6 | 919.6832 |  | 799.8309 | 0 | 70.35 | 49.5023 | 0
26.04. | 7 | 962.6063 |  | 848.2562 | 0 | 64.722 | 49.6281 | 0
26.04. | 8 | 956.3623 |  | 854.8639 | 0 | 52.059 | 49.4394 | 0
26.04. | 9 | 939.1467 |  | 855.0355 | 0 | 35.175 | 48.9362 | 0
26.04. | 10 | 923.9752 |  | 855.0894 | 0 | 19.698 | 49.1878 | 0
26.04. | 11 | 914.3185 |  | 851.9522 | 0 | 12.864 | 49.5023 | 0
26.04. | 12 | 908.2047 |  | 849.7709 | 0 | 9.246 | 49.1878 | 0
26.04. | 13 | 888.5297 |  | 829.7322 | 0 | 10.05 | 48.7475 | 0
26.04. | 14 | 886.9225 |  | 824.0804 | 0 | 14.472 | 48.3701 | 0
26.04. | 15 | 891.2597 |  | 823.2422 | 0 | 19.899 | 48.1185 | 0
26.04. | 16 | 903.2276 |  | 826.5411 | 0 | 27.939 | 48.7475 | 0
26.04. | 17 | 904.7979 |  | 817.762 | 0 | 39.798 | 47.2379 | 0
26.04. | 18 | 925.4145 |  | 828.2274 | 0 | 49.446 | 47.7411 | 0
26.04. | 19 | 953.0096 |  | 839.2516 | 0 | 65.325 | 48.433 | 0
26.04. | 20 | 978.7119 |  | 848.0945 | 0 | 81.807 | 48.8104 | 0
26.04. | 21 | 977.8729 |  | 840.8741 | 0 | 88.44 | 48.5588 | 0
26.04. | 22 | 988.8585 |  | 839.3594 | 0 | 100.5 | 48.9991 | 0
26.04. | 23 | 995.1017 |  | 838.4035 | 0 | 107.133 | 49.5652 | 0
26.04. | 24 | 939.6055 |  | 775.4197 | 0 | 114.369 | 49.8168 | 0
27.04. | 1 | 939.7931 |  | 773.41 | 0 | 117.384 | 48.9991 | 0
27.04. | 2 | 938.8249 |  | 773.6355 | 0 | 116.379 | 48.8104 | 0
27.04. | 3 | 932.0733 |  | 768.5425 | 0 | 114.972 | 48.5588 | 0
27.04. | 4 | 920.275 |  | 766.92 | 0 | 104.922 | 48.433 | 0
27.04. | 5 | 911.6984 |  | 772.464 | 0 | 91.053 | 48.1814 | 0
27.04. | 6 | 924.0209 |  | 797.7134 | 0 | 78.189 | 48.1185 | 0
27.04. | 7 | 963.2424 |  | 848.2661 | 0 | 66.732 | 48.2443 | 0
27.04. | 8 | 966.8312 |  | 861.2021 | 0 | 57.888 | 47.7411 | 0
27.04. | 9 | 972.3956 |  | 879.8438 | 0 | 44.622 | 47.9298 | 0
27.04. | 10 | 961.7981 |  | 880.6281 | 0 | 33.366 | 47.804 | 0
27.04. | 11 | 951.1155 |  | 875.3096 | 0 | 27.939 | 47.8669 | 0
27.04. | 12 | 953.1484 |  | 874.8047 | 0 | 30.351 | 47.9927 | 0
27.04. | 13 | 955.3353 |  | 872.344 | 0 | 35.376 | 47.6153 | 0
27.04. | 14 | 925.8572 |  | 842.6143 | 0 | 35.376 | 47.8669 | 0
27.04. | 15 | 933.3434 |  | 846.1926 | 0 | 38.592 | 48.5588 | 0
27.04. | 16 | 933.0011 |  | 845.9132 | 0 | 38.592 | 48.4959 | 0
27.04. | 17 | 946.6683 |  | 851.565 | 0 | 46.23 | 48.8733 | 0
27.04. | 18 | 962.7182 |  | 857.1629 | 0 | 56.682 | 48.8733 | 0
27.04. | 19 | 975.501 |  | 865.2215 | 0 | 60.903 | 49.3765 | 0
27.04. | 20 | 1004.4792 |  | 887.7308 | 0 | 67.938 | 48.8104 | 0
27.04. | 21 | 1010.7818 |  | 890.868 | 0 | 71.355 | 48.5588 | 0
27.04. | 22 | 978.9414 |  | 863.4373 | 0 | 67.134 | 48.3701 | 0
27.04. | 23 | 964.1608 |  | 854.4228 | 0 | 61.305 | 48.433 | 0
27.04. | 24 | 905.2901 |  | 798.831 | 0 | 58.089 | 48.3701 | 0
28.04. | 1 | 900.6146 |  | 794.0174 | 0 | 58.29 | 48.3072 | 0
28.04. | 2 | 907.0078 |  | 796.4781 | 0 | 61.908 | 48.6217 | 0
28.04. | 3 | 915.2978 |  | 795.7477 | 0 | 70.551 | 48.9991 | 0
28.04. | 4 | 915.1881 |  | 798.1006 | 0 | 68.34 | 48.7475 | 0
28.04. | 5 | 910.4213 |  | 800.5712 | 0 | 62.109 | 47.7411 | 0
28.04. | 6 | 907.6761 |  | 812.0464 | 0 | 47.637 | 47.9927 | 0
28.04. | 7 | 945.8361 |  | 863.1579 | 0 | 34.371 | 48.3072 | 0
28.04. | 8 | 935.1953 |  | 862.202 | 0 | 24.12 | 48.8733 | 0
28.04. | 9 | 918.1957 |  | 853.0797 | 0 | 16.683 | 48.433 | 0
28.04. | 10 | 909.3386 |  | 846.6975 | 0 | 14.271 | 48.3701 | 0
28.04. | 11 | 912.1349 |  | 844.7956 | 0 | 19.095 | 48.2443 | 0
28.04. | 12 | 919.1204 |  | 846.8053 | 0 | 23.316 | 48.9991 | 0
28.04. | 13 | 923.4511 |  | 844.4524 | 0 | 29.748 | 49.2507 | 0
28.04. | 14 | 921.678 |  | 837.3398 | 0 | 34.773 | 49.5652 | 0
28.04. | 15 | 914.5557 |  | 829.6145 | 0 | 35.376 | 49.5652 | 0
28.04. | 16 | 914.4602 |  | 828.3253 | 0 | 36.381 | 49.7539 | 0
28.04. | 17 | 920.6641 |  | 829.8939 | 0 | 41.205 | 49.5652 | 0
28.04. | 18 | 923.9248 |  | 838.9084 | 0 | 35.577 | 49.4394 | 0
28.04. | 19 | 926.4661 |  | 844.4524 | 0 | 32.763 | 49.2507 | 0
28.04. | 20 | 922.8145 |  | 844.5063 | 0 | 28.743 | 49.5652 | 0
28.04. | 21 | 921.266 |  | 839.9182 | 0 | 32.16 | 49.1878 | 0
28.04. | 22 | 901.9662 |  | 817.0756 | 0 | 35.577 | 49.3136 | 0
28.04. | 23 | 896.8726 |  | 809.9091 | 0 | 37.587 | 49.3765 | 0
28.04. | 24 | 842.5207 |  | 749.8909 | 0 | 42.813 | 49.8168 | 0
29.04. | 1 | 854.1329 |  | 750.9007 | 0 | 53.667 | 49.5652 | 0
29.04. | 2 | 858.5298 |  | 749.7831 | 0 | 59.496 | 49.2507 | 0
29.04. | 3 | 875.4685 |  | 756.2192 | 0 | 69.747 | 49.5023 | 0
29.04. | 4 | 888.3088 |  | 762.3759 | 0 | 76.179 | 49.7539 | 0
29.04. | 5 | 902.9069 |  | 767.6405 | 0 | 85.827 | 49.4394 | 0
29.04. | 6 | 922.4217 |  | 782.5323 | 0 | 90.45 | 49.4394 | 0
29.04. | 7 | 996.1723 |  | 849.5993 | 0 | 96.882 | 49.691 | 0
29.04. | 8 | 1014.9003 |  | 856.8197 | 0 | 108.138 | 49.9426 | 0
29.04. | 9 | 1018.0675 |  | 861.8588 | 0 | 106.329 | 49.8797 | 0
29.04. | 10 | 1006.7198 |  | 850.8885 | 0 | 106.329 | 49.5023 | 0
29.04. | 11 | 1002.3986 |  | 841.0897 | 0 | 111.555 | 49.7539 | 0
29.04. | 12 | 1005.748 |  | 832.5801 | 0 | 123.414 | 49.7539 | 0
29.04. | 13 | 1012.1126 |  | 828.3792 | 0 | 133.665 | 50.0684 | 0
29.04. | 14 | 1016.9963 |  | 828.0998 | 0 | 138.891 | 50.0055 | 0
29.04. | 15 | 1024.1805 |  | 837.1682 | 0 | 136.881 | 50.1313 | 0
29.04. | 16 | 1028.6027 |  | 841.4769 | 0 | 136.68 | 50.4458 | 0
29.04. | 17 | 1019.1632 |  | 841.6485 | 0 | 127.635 | 49.8797 | 0
29.04. | 18 | 1003.1038 |  | 848.2023 | 0 | 105.525 | 49.3765 | 0
29.04. | 19 | 999.8459 |  | 863.3735 | 0 | 87.033 | 49.4394 | 0
29.04. | 20 | 987.6677 |  | 866.8979 | 0 | 70.953 | 49.8168 | 0
29.04. | 21 | 978.7065 |  | 869.0792 | 0 | 59.496 | 50.1313 | 0
29.04. | 22 | 958.8354 |  | 861.8588 | 0 | 47.034 | 49.9426 | 0
29.04. | 23 | 952.0504 |  | 861.1284 | 0 | 40.602 | 50.32 | 0
29.04. | 24 | 865.0815 |  | 777.3755 | 0 | 37.386 | 50.32 | 0
30.04. | 1 | 848.004 |  | 767.91 | 0 | 29.145 | 50.949 | 0
30.04. | 2 | 835.5428 |  | 762.2582 | 0 | 22.713 | 50.5716 | 0
30.04. | 3 | 831.7487 |  | 759.0671 | 0 | 22.11 | 50.5716 | 0
30.04. | 4 | 831.4261 |  | 758.0034 | 0 | 22.914 | 50.5087 | 0
30.04. | 5 | 828.5934 |  | 757.4446 | 0 | 20.703 | 50.4458 | 0
30.04. | 6 | 831.235 |  | 764.1062 | 0 | 16.683 | 50.4458 | 0
30.04. | 7 | 899.1707 |  | 836.2123 | 0 | 12.261 | 50.6974 | 0
30.04. | 8 | 901.4493 |  | 844.7219 | 0 | 6.03 | 50.6974 | 0
30.04. | 9 | 899.6761 |  | 846.2905 | 0 | 2.814 | 50.5716 | 0
30.04. | 10 | 898.7201 |  | 845.5601 | 0 | 2.211 | 50.949 | 0
30.04. | 11 | 896.2136 |  | 842.9278 | 0 | 2.211 | 51.0748 | 0
30.04. | 12 | 889.8585 |  | 834.977 | 0 | 3.618 | 51.2635 | 0
30.04. | 13 | 887.9538 |  | 829.3791 | 0 | 7.437 | 51.1377 | 0
30.04. | 14 | 889.325 |  | 827.8105 | 0 | 10.251 | 51.2635 | 0
30.04. | 15 | 897.1391 |  | 831.0016 | 0 | 14.874 | 51.2635 | 0
30.04. | 16 | 905.795 |  | 833.0751 | 0 | 21.708 | 51.0119 | 0
30.04. | 17 | 905.195 |  | 829.0458 | 0 | 25.326 | 50.8232 | 0
30.04. | 18 | 908.7175 |  | 827.7566 | 0 | 29.949 | 51.0119 | 0
30.04. | 19 | 920.7518 |  | 836.5995 | 0 | 32.763 | 51.3893 | 0
30.04. | 20 | 935.976 |  | 845.6679 | 0 | 38.793 | 51.5151 | 0
30.04. | 21 | 936.5571 |  | 844.8297 | 0 | 40.401 | 51.3264 | 0
30.04. | 22 | 934.1581 |  | 838.222 | 0 | 44.421 | 51.5151 | 0
30.04. | 23 | 929.0416 |  | 831.5604 | 0 | 46.029 | 51.4522 | 0
30.04. | 24 | 831.4289 |  | 740.0283 | 0 | 40.2 | 51.2006 | 0
01.05. | 1 | 817.1351 |  | 731.852 | 0 | 33.768 | 51.5151 | 0
01.05. | 2 | 815.3032 |  | 732.3569 | 0 | 31.557 | 51.3893 | 0
01.05. | 3 | 818.2943 |  | 734.2049 | 0 | 32.763 | 51.3264 | 0
01.05. | 4 | 820.2565 |  | 737.9009 | 0 | 31.155 | 51.2006 | 0
01.05. | 5 | 822.5449 |  | 739.5234 | 0 | 31.758 | 51.2635 | 0
01.05. | 6 | 822.1449 |  | 736.8372 | 0 | 34.17 | 51.1377 | 0
01.05. | 7 | 824.9469 |  | 742.1018 | 0 | 31.959 | 50.8861 | 0
01.05. | 8 | 821.2692 |  | 742.3812 | 0 | 27.939 | 50.949 | 0
01.05. | 9 | 825.084 |  | 743.4449 | 0 | 30.753 | 50.8861 | 0
01.05. | 10 | 825.1917 |  | 743.7782 | 0 | 30.15 | 51.2635 | 0
01.05. | 11 | 822.0939 |  | 740.2538 | 0 | 30.954 | 50.8861 | 0
01.05. | 12 | 820.3217 |  | 740.4793 | 0 | 29.145 | 50.6974 | 0
01.05. | 13 | 814.7089 |  | 735.4941 | 0 | 28.14 | 51.0748 | 0
01.05. | 14 | 818.305 |  | 734.6559 | 0 | 32.763 | 50.8861 | 0
01.05. | 15 | 823.2462 |  | 732.4746 | 0 | 40.2 | 50.5716 | 0
01.05. | 16 | 835.8853 |  | 734.3226 | 0 | 51.054 | 50.5087 | 0
01.05. | 17 | 854.1484 |  | 741.543 | 0 | 61.908 | 50.6974 | 0
01.05. | 18 | 865.4404 |  | 747.4203 | 0 | 67.134 | 50.8861 | 0
01.05. | 19 | 870.9557 |  | 753.8025 | 0 | 66.33 | 50.8232 | 0
01.05. | 20 | 882.1661 |  | 759.121 | 0 | 72.159 | 50.8861 | 0
01.05. | 21 | 869.2641 |  | 755.9299 | 0 | 62.511 | 50.8232 | 0
01.05. | 22 | 859.1096 |  | 755.876 | 0 | 52.662 | 50.5716 | 0
01.05. | 23 | 865.9157 |  | 763.0964 | 0 | 52.059 | 50.7603 | 0
01.05. | 24 | 852.9873 |  | 754.8662 | 0 | 47.235 | 50.8861 | 0
02.05. | 1 | 840.8846 |  | 743.1655 | 0 | 46.833 | 50.8861 | 0
02.05. | 2 | 841.4615 |  | 743.391 | 0 | 47.436 | 50.6345 | 0
02.05. | 3 | 840.6682 |  | 743.842 | 0 | 46.632 | 50.1942 | 0
02.05. | 4 | 848.5054 |  | 750.8369 | 0 | 47.034 | 50.6345 | 0
02.05. | 5 | 847.1344 |  | 756.7142 | 0 | 39.597 | 50.8232 | 0
02.05. | 6 | 846.5622 |  | 764.9983 | 0 | 30.552 | 51.0119 | 0
02.05. | 7 | 886.2452 |  | 810.9629 | 0 | 24.522 | 50.7603 | 0
02.05. | 8 | 897.4657 |  | 826.6929 | 0 | 19.698 | 51.0748 | 0
02.05. | 9 | 911.9045 |  | 845.0013 | 0 | 16.08 | 50.8232 | 0
02.05. | 10 | 905.0096 |  | 842.3151 | 0 | 12.06 | 50.6345 | 0
02.05. | 11 | 900.4115 |  | 839.124 | 0 | 10.653 | 50.6345 | 0
02.05. | 12 | 893.6641 |  | 832.9673 | 0 | 10.251 | 50.4458 | 0
02.05. | 13 | 894.4542 |  | 832.2369 | 0 | 11.457 | 50.7603 | 0
02.05. | 14 | 870.4508 |  | 807.4924 | 0 | 12.261 | 50.6974 | 0
02.05. | 15 | 866.4774 |  | 800.8308 | 0 | 15.075 | 50.5716 | 0
02.05. | 16 | 866.1739 |  | 798.0907 | 0 | 17.889 | 50.1942 | 0
02.05. | 17 | 869.2834 |  | 800.723 | 0 | 18.492 | 50.0684 | 0
02.05. | 18 | 868.161 |  | 798.5956 | 0 | 19.497 | 50.0684 | 0
02.05. | 19 | 882.8085 |  | 811.7472 | 0 | 20.301 | 50.7603 | 0
02.05. | 20 | 910.4864 |  | 835.9329 | 0 | 23.919 | 50.6345 | 0
02.05. | 21 | 916.1383 |  | 834.0849 | 0 | 31.356 | 50.6974 | 0
02.05. | 22 | 905.4924 |  | 816.002 | 0 | 38.793 | 50.6974 | 0
02.05. | 23 | 900.957 |  | 808.5022 | 0 | 42.009 | 50.4458 | 0
02.05. | 24 | 836.5288 |  | 744.4008 | 0 | 41.808 | 50.32 | 0
03.05. | 1 | 837.4194 |  | 738.2441 | 0 | 49.044 | 50.1313 | 0
03.05. | 2 | 842.2412 |  | 736.6216 | 0 | 55.677 | 49.9426 | 0
03.05. | 3 | 852.6108 |  | 741.7146 | 0 | 60.702 | 50.1942 | 0
03.05. | 4 | 856.1537 |  | 742.6705 | 0 | 63.918 | 49.5652 | 0
03.05. | 5 | 858.1878 |  | 745.1312 | 0 | 63.114 | 49.9426 | 0
03.05. | 6 | 868.8009 |  | 757.6162 | 0 | 61.305 | 49.8797 | 0
03.05. | 7 | 916.5631 |  | 809.7375 | 0 | 56.883 | 49.9426 | 0
03.05. | 8 | 921.3582 |  | 818.301 | 0 | 52.863 | 50.1942 | 0
03.05. | 9 | 910.6801 |  | 817.1834 | 0 | 43.617 | 49.8797 | 0
03.05. | 10 | 893.786 |  | 806.7719 | 0 | 37.386 | 49.6281 | 0
03.05. | 11 | 885.2786 |  | 799.8848 | 0 | 35.577 | 49.8168 | 0
03.05. | 12 | 879.6504 |  | 795.5761 | 0 | 34.572 | 49.5023 | 0
03.05. | 13 | 866.7303 |  | 781.8657 | 0 | 36.18 | 48.6846 | 0
03.05. | 14 | 866.3052 |  | 778.0619 | 0 | 39.999 | 48.2443 | 0
03.05. | 15 | 868.1478 |  | 778.008 | 0 | 42.21 | 47.9298 | 0
03.05. | 16 | 877.8972 |  | 781.1353 | 0 | 47.637 | 49.1249 | 0
03.05. | 17 | 890.1801 |  | 781.9735 | 0 | 58.893 | 49.3136 | 0
03.05. | 18 | 913.9127 |  | 796.5859 | 0 | 68.139 | 49.1878 | 0
03.05. | 19 | 918.9498 |  | 804.3112 | 0 | 65.325 | 49.3136 | 0
03.05. | 20 | 924.476 |  | 815.4531 | 0 | 59.898 | 49.1249 | 0
03.05. | 21 | 938.7345 |  | 821.997 | 0 | 66.732 | 50.0055 | 0
03.05. | 22 | 946.3302 |  | 818.9137 | 0 | 76.782 | 50.6345 | 0
03.05. | 23 | 960.1634 |  | 817.3451 | 0 | 92.058 | 50.7603 | 0
03.05. | 24 | 906.8879 |  | 756.1554 | 0 | 100.098 | 50.6345 | 0
04.05. | 1 | 917.9441 |  | 759.121 | 0 | 107.937 | 50.8861 | 0
04.05. | 2 | 921.6554 |  | 758.7877 | 0 | 112.359 | 50.5087 | 0
04.05. | 3 | 923.4622 |  | 757.1652 | 0 | 115.977 | 50.32 | 0
04.05. | 4 | 923.149 |  | 752.631 | 0 | 120.198 | 50.32 | 0
04.05. | 5 | 931.7161 |  | 759.2387 | 0 | 122.409 | 50.0684 | 0
04.05. | 6 | 939.161 |  | 768.0277 | 0 | 121.002 | 50.1313 | 0
04.05. | 7 | 985.5648 |  | 810.8012 | 0 | 124.821 | 49.9426 | 0
04.05. | 8 | 992.8067 |  | 822.2764 | 0 | 120.399 | 50.1313 | 0
04.05. | 9 | 1008.1999 |  | 852.6188 | 0 | 105.324 | 50.2571 | 0
04.05. | 10 | 993.9625 |  | 852.5649 | 0 | 91.455 | 49.9426 | 0
04.05. | 11 | 975.2608 |  | 849.4277 | 0 | 75.576 | 50.2571 | 0
04.05. | 12 | 969.099 |  | 846.6337 | 0 | 72.963 | 49.5023 | 0
04.05. | 13 | 973.7963 |  | 851.3296 | 0 | 71.958 | 50.5087 | 0
04.05. | 14 | 945.7978 |  | 823.394 | 0 | 71.958 | 50.4458 | 0
04.05. | 15 | 945.7697 |  | 826.3057 | 0 | 69.144 | 50.32 | 0
04.05. | 16 | 938.6772 |  | 828.2076 | 0 | 59.898 | 50.5716 | 0
04.05. | 17 | 926.7018 |  | 824.7371 | 0 | 51.456 | 50.5087 | 0
04.05. | 18 | 922.3962 |  | 828.2076 | 0 | 43.617 | 50.5716 | 0
04.05. | 19 | 926.2547 |  | 839.6289 | 0 | 36.18 | 50.4458 | 0
04.05. | 20 | 949.7668 |  | 859.3343 | 0 | 39.798 | 50.6345 | 0
04.05. | 21 | 964.1072 |  | 860.849 | 0 | 53.064 | 50.1942 | 0
04.05. | 22 | 949.1757 |  | 830.2272 | 0 | 68.943 | 50.0055 | 0
04.05. | 23 | 953.5154 |  | 826.639 | 0 | 76.179 | 50.6974 | 0
04.05. | 24 | 891.1591 |  | 763.8807 | 0 | 76.581 | 50.6974 | 0
05.05. | 1 | 881.8465 |  | 754.028 | 0 | 77.184 | 50.6345 | 0
05.05. | 2 | 878.0056 |  | 753.1898 | 0 | 74.37 | 50.4458 | 0
05.05. | 3 | 877.6113 |  | 757.6701 | 0 | 69.747 | 50.1942 | 0
05.05. | 4 | 882.1268 |  | 761.6455 | 0 | 70.35 | 50.1313 | 0
05.05. | 5 | 890.1986 |  | 768.5865 | 0 | 71.355 | 50.2571 | 0
05.05. | 6 | 895.2442 |  | 775.1403 | 0 | 70.35 | 49.7539 | 0
05.05. | 7 | 918.9466 |  | 804.0318 | 0 | 65.727 | 49.1878 | 0
05.05. | 8 | 904.1189 |  | 801.7427 | 0 | 54.069 | 48.3072 | 0
05.05. | 9 | 881.8229 |  | 792.4488 | 0 | 41.004 | 48.3701 | 0
05.05. | 10 | 874.814 |  | 792.2233 | 0 | 33.969 | 48.6217 | 0
05.05. | 11 | 863.3859 |  | 783.6598 | 0 | 31.356 | 48.3701 | 0
05.05. | 12 | 856.8345 |  | 784.2186 | 0 | 24.12 | 48.4959 | 0
05.05. | 13 | 843.3999 |  | 781.1991 | 0 | 14.271 | 47.9298 | 0
05.05. | 14 | 835.0442 |  | 779.4149 | 0 | 8.643 | 46.9863 | 0
05.05. | 15 | 836.5766 |  | 781.6501 | 0 | 7.437 | 47.4895 | 0
05.05. | 16 | 837.6338 |  | 781.1991 | 0 | 8.442 | 47.9927 | 0
05.05. | 17 | 842.4777 |  | 784.7235 | 0 | 9.447 | 48.3072 | 0
05.05. | 18 | 845.5046 |  | 788.1401 | 0 | 9.246 | 48.1185 | 0
05.05. | 19 | 851.9955 |  | 793.5125 | 0 | 10.05 | 48.433 | 0
05.05. | 20 | 860.3596 |  | 802.8064 | 0 | 9.246 | 48.3072 | 0
05.05. | 21 | 862.0641 |  | 802.7525 | 0 | 11.256 | 48.0556 | 0
05.05. | 22 | 860.7753 |  | 799.2281 | 0 | 13.869 | 47.6782 | 0
05.05. | 23 | 866.5361 |  | 800.679 | 0 | 17.487 | 48.3701 | 0
05.05. | 24 | 813.1024 |  | 742.5088 | 0 | 21.909 | 48.6846 | 0
06.05. | 1 | 815.8229 |  | 738.5334 | 0 | 28.542 | 48.7475 | 0
06.05. | 2 | 818.1217 |  | 735.3423 | 0 | 33.969 | 48.8104 | 0
06.05. | 3 | 817.0896 |  | 736.9109 | 0 | 31.557 | 48.6217 | 0
06.05. | 4 | 828.0482 |  | 749.9547 | 0 | 29.346 | 48.7475 | 0
06.05. | 5 | 828.2492 |  | 749.9547 | 0 | 29.547 | 48.7475 | 0
06.05. | 6 | 838.0549 |  | 757.8516 | 0 | 31.959 | 48.2443 | 0
06.05. | 7 | 908.0832 |  | 829.1734 | 0 | 30.351 | 48.5588 | 0
06.05. | 8 | 919.1463 |  | 842.2711 | 0 | 27.939 | 48.9362 | 0
06.05. | 9 | 916.945 |  | 844.0652 | 0 | 24.321 | 48.5588 | 0
06.05. | 10 | 902.9487 |  | 835.835 | 0 | 18.492 | 48.6217 | 0
06.05. | 11 | 903.5054 |  | 838.1241 | 0 | 15.879 | 49.5023 | 0
06.05. | 12 | 893.2109 |  | 832.0752 | 0 | 11.256 | 49.8797 | 0
06.05. | 13 | 884.8545 |  | 827.2616 | 0 | 7.839 | 49.7539 | 0
06.05. | 14 | 875.3725 |  | 820.0412 | 0 | 5.829 | 49.5023 | 0
06.05. | 15 | 873.9675 |  | 817.355 | 0 | 7.236 | 49.3765 | 0
06.05. | 16 | 875.7449 |  | 814.7227 | 0 | 11.457 | 49.5652 | 0
06.05. | 17 | 891.9851 |  | 819.8696 | 0 | 22.11 | 50.0055 | 0
06.05. | 18 | 899.6004 |  | 824.6832 | 0 | 24.723 | 50.1942 | 0
06.05. | 19 | 908.31 |  | 834.5359 | 0 | 23.517 | 50.2571 | 0
06.05. | 20 | 918.0636 |  | 846.2366 | 0 | 21.507 | 50.32 | 0
06.05. | 21 | 911.4849 |  | 844.0553 | 0 | 17.487 | 49.9426 | 0
06.05. | 22 | 904.2738 |  | 840.8642 | 0 | 13.467 | 49.9426 | 0
06.05. | 23 | 895.7425 |  | 835.8251 | 0 | 9.849 | 50.0684 | 0
06.05. | 24 | 801.7904 |  | 743.0038 | 0 | 8.844 | 49.9426 | 0
07.05. | 1 | 796.7316 |  | 738.749 | 0 | 8.04 | 49.9426 | 0
07.05. | 2 | 800.7038 |  | 742.445 | 0 | 8.442 | 49.8168 | 0
07.05. | 3 | 799.8411 |  | 741.3813 | 0 | 8.643 | 49.8168 | 0
07.05. | 4 | 799.5127 |  | 741.8323 | 0 | 8.241 | 49.4394 | 0
07.05. | 5 | 792.7024 |  | 735.6756 | 0 | 7.839 | 49.1878 | 0
07.05. | 6 | 798.4239 |  | 739.651 | 0 | 9.648 | 49.1249 | 0
07.05. | 7 | 863.2163 |  | 804.87 | 0 | 8.844 | 49.5023 | 0
07.05. | 8 | 862.7862 |  | 807.7817 | 0 | 5.628 | 49.3765 | 0
07.05. | 9 | 859.407 |  | 806.6641 | 0 | 3.618 | 49.1249 | 0
07.05. | 10 | 856.6756 |  | 805.8798 | 0 | 1.608 | 49.1878 | 0
07.05. | 11 | 857.6535 |  | 807.4484 | 0 | 1.206 | 48.9991 | 0
07.05. | 12 | 853.7159 |  | 802.3554 | 0 | 2.613 | 48.7475 | 0
07.05. | 13 | 859.3354 |  | 803.5269 | 0 | 6.432 | 49.3765 | 0
07.05. | 14 | 866.5963 |  | 800.3358 | 0 | 16.884 | 49.3765 | 0
07.05. | 15 | 879.6854 |  | 802.7965 | 0 | 27.135 | 49.7539 | 0
07.05. | 16 | 889.3302 |  | 802.5171 | 0 | 37.185 | 49.6281 | 0
07.05. | 17 | 891.377 |  | 802.7426 | 0 | 39.195 | 49.4394 | 0
07.05. | 18 | 891.7573 |  | 806.2131 | 0 | 35.979 | 49.5652 | 0
07.05. | 19 | 896.521 |  | 816.453 | 0 | 29.748 | 50.32 | 0
07.05. | 20 | 901.0932 |  | 824.1783 | 0 | 26.532 | 50.3829 | 0
07.05. | 21 | 908.6454 |  | 824.6832 | 0 | 33.768 | 50.1942 | 0
07.05. | 22 | 908.0671 |  | 817.1834 | 0 | 41.004 | 49.8797 | 0
07.05. | 23 | 911.0505 |  | 814.5511 | 0 | 46.431 | 50.0684 | 0
07.05. | 24 | 836.1373 |  | 740.5431 | 0 | 46.029 | 49.5652 | 0
08.05. | 1 | 832.2584 |  | 736.5138 | 0 | 46.431 | 49.3136 | 0
08.05. | 2 | 829.8153 |  | 732.6022 | 0 | 48.843 | 48.3701 | 0
08.05. | 3 | 826.9772 |  | 730.1415 | 0 | 48.843 | 47.9927 | 0
08.05. | 4 | 818.6156 |  | 727.7347 | 0 | 43.014 | 47.8669 | 0
08.05. | 5 | 809.9997 |  | 726.1661 | 0 | 35.778 | 48.0556 | 0
08.05. | 6 | 818.7461 |  | 736.2443 | 0 | 34.572 | 47.9298 | 0
08.05. | 7 | 889.6697 |  | 809.919 | 0 | 31.758 | 47.9927 | 0
08.05. | 8 | 899.9383 |  | 820.5021 | 0 | 31.758 | 47.6782 | 0
08.05. | 9 | 902.3005 |  | 826.8843 | 0 | 27.738 | 47.6782 | 0
08.05. | 10 | 896.0693 |  | 822.5756 | 0 | 26.13 | 47.3637 | 0
08.05. | 11 | 893.1272 |  | 819.9972 | 0 | 25.326 | 47.804 | 0
08.05. | 12 | 892.3359 |  | 817.762 | 0 | 27.336 | 47.2379 | 0
08.05. | 13 | 906.5029 |  | 817.6443 | 0 | 40.803 | 48.0556 | 0
08.05. | 14 | 909.7284 |  | 815.1297 | 0 | 47.235 | 47.3637 | 0
08.05. | 15 | 916.4199 |  | 811.8847 | 0 | 57.486 | 47.0492 | 0
08.05. | 16 | 933.375 |  | 816.3012 | 0 | 69.144 | 47.9298 | 0
08.05. | 17 | 943.0817 |  | 817.3649 | 0 | 77.787 | 47.9298 | 0
08.05. | 18 | 957.5549 |  | 820.3305 | 0 | 89.043 | 48.1814 | 0
08.05. | 19 | 966.7847 |  | 826.6588 | 0 | 92.259 | 47.8669 | 0
08.05. | 20 | 962.6602 |  | 826.6049 | 0 | 88.44 | 47.6153 | 0
08.05. | 21 | 957.4638 |  | 831.9234 | 0 | 77.988 | 47.5524 | 0
08.05. | 22 | 933.3023 |  | 823.1883 | 0 | 62.31 | 47.804 | 0
08.05. | 23 | 919.707 |  | 816.3012 | 0 | 55.476 | 47.9298 | 0
08.05. | 24 | 829.9507 |  | 721.4064 | 0 | 60.3 | 48.2443 | 0
09.05. | 1 | 825.7417 |  | 716.1418 | 0 | 61.104 | 48.4959 | 0
09.05. | 2 | 814.9223 |  | 714.7448 | 0 | 52.059 | 48.1185 | 0
09.05. | 3 | 812.0215 |  | 716.5928 | 0 | 47.436 | 47.9927 | 0
09.05. | 4 | 804.7624 |  | 712.789 | 0 | 44.421 | 47.5524 | 0
09.05. | 5 | 804.9328 |  | 708.8136 | 0 | 48.441 | 47.6782 | 0
09.05. | 6 | 817.0681 |  | 721.8035 | 0 | 47.838 | 47.4266 | 0
09.05. | 7 | 872.5466 |  | 782.8854 | 0 | 42.612 | 47.0492 | 0
09.05. | 8 | 870.3182 |  | 786.2481 | 0 | 37.587 | 46.4831 | 0
09.05. | 9 | 885.5749 |  | 805.2869 | 0 | 34.371 | 45.917 | 0
09.05. | 10 | 890.9675 |  | 810.9926 | 0 | 33.366 | 46.6089 | 0
09.05. | 11 | 896.048 |  | 811.7769 | 0 | 37.788 | 46.4831 | 0
09.05. | 12 | 902.8763 |  | 804.6104 | 0 | 51.657 | 46.6089 | 0
09.05. | 13 | 905.323 |  | 794.5322 | 0 | 64.119 | 46.6718 | 0
09.05. | 14 | 882.1515 |  | 762.5673 | 0 | 73.164 | 46.4202 | 0
09.05. | 15 | 891.7866 |  | 760.4938 | 0 | 84.621 | 46.6718 | 0
09.05. | 16 | 909.3345 |  | 763.18 | 0 | 99.294 | 46.8605 | 0
09.05. | 17 | 906.7227 |  | 766.1456 | 0 | 93.465 | 47.1121 | 0
09.05. | 18 | 917.0304 |  | 769.8955 | 0 | 99.897 | 47.2379 | 0
09.05. | 19 | 921.4536 |  | 772.8611 | 0 | 101.103 | 47.4895 | 0
09.05. | 20 | 943.4719 |  | 794.4145 | 0 | 101.505 | 47.5524 | 0
09.05. | 21 | 950.1114 |  | 795.9292 | 0 | 107.133 | 47.0492 | 0
09.05. | 22 | 933.6992 |  | 773.5376 | 0 | 113.364 | 46.7976 | 0
09.05. | 23 | 924.9789 |  | 763.2339 | 0 | 114.57 | 47.175 | 0
09.05. | 24 | 870.8723 |  | 703.6128 | 0 | 120.399 | 46.8605 | 0
10.05. | 1 | 864.9605 |  | 700.0884 | 0 | 118.389 | 46.4831 | 0
10.05. | 2 | 862.3965 |  | 699.358 | 0 | 116.178 | 46.8605 | 0
10.05. | 3 | 861.3905 |  | 700.7011 | 0 | 113.766 | 46.9234 | 0
10.05. | 4 | 858.3138 |  | 703.6667 | 0 | 107.535 | 47.1121 | 0
10.05. | 5 | 848.8892 |  | 703.2256 | 0 | 99.495 | 46.1686 | 0
10.05. | 6 | 861.322 |  | 716.1616 | 0 | 99.495 | 45.6654 | 0
10.05. | 7 | 918.0906 |  | 775.0523 | 0 | 96.681 | 46.3573 | 0
10.05. | 8 | 918.3323 |  | 789.4392 | 0 | 82.41 | 46.4831 | 0
10.05. | 9 | 904.8663 |  | 788.0961 | 0 | 70.35 | 46.4202 | 0
10.05. | 10 | 875.597 |  | 775.8366 | 0 | 53.466 | 46.2944 | 0
10.05. | 11 | 846.5014 |  | 760.837 | 0 | 39.999 | 45.6654 | 0
10.05. | 12 | 838.4156 |  | 761.8468 | 0 | 31.155 | 45.4138 | 0
10.05. | 13 | 827.7256 |  | 757.3126 | 0 | 25.125 | 45.288 | 0
10.05. | 14 | 824.7347 |  | 759.7733 | 0 | 19.296 | 45.6654 | 0
10.05. | 15 | 818.9328 |  | 758.2047 | 0 | 14.874 | 45.8541 | 0
10.05. | 16 | 817.8783 |  | 760.2144 | 0 | 11.055 | 46.6089 | 0
10.05. | 17 | 821.553 |  | 763.9643 | 0 | 10.854 | 46.7347 | 0
10.05. | 18 | 835.1388 |  | 773.366 | 0 | 14.472 | 47.3008 | 0
10.05. | 19 | 834.5358 |  | 773.366 | 0 | 13.869 | 47.3008 | 0
10.05. | 20 | 835.4918 |  | 774.0964 | 0 | 14.472 | 46.9234 | 0
10.05. | 21 | 835.3744 |  | 771.969 | 0 | 16.482 | 46.9234 | 0
10.05. | 22 | 838.3038 |  | 776.7826 | 0 | 14.472 | 47.0492 | 0
10.05. | 23 | 839.7946 |  | 778.9639 | 0 | 13.467 | 47.3637 | 0
10.05. | 24 | 774.696 |  | 710.6616 | 0 | 16.482 | 47.5524 | 0
11.05. | 1 | 774.1766 |  | 708.5342 | 0 | 18.09 | 47.5524 | 0
11.05. | 2 | 776.5428 |  | 709.544 | 0 | 19.698 | 47.3008 | 0
11.05. | 3 | 782.0414 |  | 712.6812 | 0 | 22.311 | 47.0492 | 0
11.05. | 4 | 785.49 |  | 715.3135 | 0 | 23.316 | 46.8605 | 0
11.05. | 5 | 793.3379 |  | 722.7594 | 0 | 23.718 | 46.8605 | 0
11.05. | 6 | 809.9422 |  | 737.7051 | 0 | 25.125 | 47.1121 | 0
11.05. | 7 | 856.2636 |  | 785.5716 | 0 | 23.517 | 47.175 | 0
11.05. | 8 | 850.3247 |  | 783.6158 | 0 | 20.1 | 46.6089 | 0
11.05. | 9 | 860.8084 |  | 799.238 | 0 | 15.276 | 46.2944 | 0
11.05. | 10 | 857.6967 |  | 794.9832 | 0 | 16.482 | 46.2315 | 0
11.05. | 11 | 846.8017 |  | 784.9688 | 0 | 16.482 | 45.3509 | 0
11.05. | 12 | 851.4762 |  | 791.1255 | 0 | 14.874 | 45.4767 | 0
11.05. | 13 | 855.1673 |  | 792.8558 | 0 | 16.08 | 46.2315 | 0
11.05. | 14 | 831.4495 |  | 764.6408 | 0 | 20.703 | 46.1057 | 0
11.05. | 15 | 834.5752 |  | 760.9448 | 0 | 27.336 | 46.2944 | 0
11.05. | 16 | 847.6957 |  | 761.7291 | 0 | 39.798 | 46.1686 | 0
11.05. | 17 | 862.0266 |  | 765.7584 | 0 | 49.848 | 46.4202 | 0
11.05. | 18 | 875.5525 |  | 771.1308 | 0 | 57.687 | 46.7347 | 0
11.05. | 19 | 892.8966 |  | 791.7921 | 0 | 54.873 | 46.2315 | 0
11.05. | 20 | 913.5688 |  | 816.0317 | 0 | 51.054 | 46.4831 | 0
11.05. | 21 | 914.8108 |  | 821.909 | 0 | 46.23 | 46.6718 | 0
11.05. | 22 | 891.3027 |  | 796.8312 | 0 | 48.24 | 46.2315 | 0
11.05. | 23 | 897.9161 |  | 788.9343 | 0 | 62.31 | 46.6718 | 0
11.05. | 24 | 838.0168 |  | 730.818 | 0 | 59.898 | 47.3008 | 0
12.05. | 1 | 845.0279 |  | 732.666 | 0 | 65.124 | 47.2379 | 0
12.05. | 2 | 869.0631 |  | 731.8278 | 0 | 90.249 | 46.9863 | 0
12.05. | 3 | 886.3752 |  | 731.6023 | 0 | 107.535 | 47.2379 | 0
12.05. | 4 | 897.7028 |  | 734.7395 | 0 | 115.977 | 46.9863 | 0
12.05. | 5 | 911.3265 |  | 743.9795 | 0 | 120.801 | 46.546 | 0
12.05. | 6 | 913.4041 |  | 752.4891 | 0 | 114.369 | 46.546 | 0
12.05. | 7 | 951.6248 |  | 801.9781 | 0 | 102.912 | 46.7347 | 0
12.05. | 8 | 946.2545 |  | 805.728 | 0 | 93.666 | 46.8605 | 0
12.05. | 9 | 946.1508 |  | 800.0223 | 0 | 99.897 | 46.2315 | 0
12.05. | 10 | 941.9207 |  | 788.2677 | 0 | 107.736 | 45.917 | 0
12.05. | 11 | 934.9479 |  | 785.2383 | 0 | 102.912 | 46.7976 | 0
12.05. | 12 | 939.357 |  | 783.1648 | 0 | 109.143 | 47.0492 | 0
12.05. | 13 | 938.5329 |  | 775.3317 | 0 | 116.781 | 46.4202 | 0
12.05. | 14 | 951.1362 |  | 775.6111 | 0 | 129.042 | 46.4831 | 0
12.05. | 15 | 958.1752 |  | 770.2387 | 0 | 141.705 | 46.2315 | 0
12.05. | 16 | 964.6164 |  | 773.3121 | 0 | 144.318 | 46.9863 | 0
12.05. | 17 | 969.7426 |  | 781.7678 | 0 | 141.303 | 46.6718 | 0
12.05. | 18 | 979.0345 |  | 793.7479 | 0 | 138.489 | 46.7976 | 0
12.05. | 19 | 980.5233 |  | 798.6154 | 0 | 134.67 | 47.2379 | 0
12.05. | 20 | 972.3151 |  | 804.2133 | 0 | 120.801 | 47.3008 | 0
12.05. | 21 | 959.7108 |  | 805.277 | 0 | 107.133 | 47.3008 | 0
12.05. | 22 | 946.7294 |  | 803.1496 | 0 | 96.279 | 47.3008 | 0
12.05. | 23 | 928.4795 |  | 793.6302 | 0 | 87.234 | 47.6153 | 0
12.05. | 24 | 861.3089 |  | 732.666 | 0 | 81.405 | 47.2379 | 0
13.05. | 1 | 853.257 |  | 729.2494 | 0 | 76.581 | 47.4266 | 0
13.05. | 2 | 843.766 |  | 723.2643 | 0 | 73.767 | 46.7347 | 0
13.05. | 3 | 840.1219 |  | 723.4898 | 0 | 70.149 | 46.4831 | 0
13.05. | 4 | 845.9859 |  | 730.7102 | 0 | 68.541 | 46.7347 | 0
13.05. | 5 | 850.8907 |  | 736.9208 | 0 | 66.732 | 47.2379 | 0
13.05. | 6 | 865.0611 |  | 751.0283 | 0 | 66.732 | 47.3008 | 0
13.05. | 7 | 934.167 |  | 821.5658 | 0 | 64.923 | 47.6782 | 0
13.05. | 8 | 934.4973 |  | 827.1098 | 0 | 59.898 | 47.4895 | 0
13.05. | 9 | 929.9579 |  | 824.9824 | 0 | 57.486 | 47.4895 | 0
13.05. | 10 | 929.1517 |  | 823.3599 | 0 | 58.491 | 47.3008 | 0
13.05. | 11 | 921.3993 |  | 817.2032 | 0 | 57.084 | 47.1121 | 0
13.05. | 12 | 905.4829 |  | 804.0516 | 0 | 55.074 | 46.3573 | 0
13.05. | 13 | 898.0054 |  | 793.9734 | 0 | 57.486 | 46.546 | 0
13.05. | 14 | 903.614 |  | 790.3852 | 0 | 65.928 | 47.3008 | 0
13.05. | 15 | 914.2302 |  | 790.1597 | 0 | 76.581 | 47.4895 | 0
13.05. | 16 | 935.505 |  | 796.1448 | 0 | 91.053 | 48.3072 | 0
13.05. | 17 | 955.7281 |  | 805.4387 | 0 | 102.108 | 48.1814 | 0
13.05. | 18 | 964.0272 |  | 816.4629 | 0 | 98.691 | 48.8733 | 0
13.05. | 19 | 966.0145 |  | 821.2765 | 0 | 95.676 | 49.062 | 0
13.05. | 20 | 962.7935 |  | 827.992 | 0 | 85.425 | 49.3765 | 0
13.05. | 21 | 955.2466 |  | 826.0362 | 0 | 80.4 | 48.8104 | 0
13.05. | 22 | 945.0028 |  | 820.9432 | 0 | 75.375 | 48.6846 | 0
13.05. | 23 | 934.2705 |  | 813.3257 | 0 | 71.757 | 49.1878 | 0
13.05. | 24 | 844.1117 |  | 729.3473 | 0 | 65.325 | 49.4394 | 0
14.05. | 1 | 842.1744 |  | 722.4602 | 0 | 70.149 | 49.5652 | 0
14.05. | 2 | 860.9599 |  | 727.7787 | 0 | 83.616 | 49.5652 | 0
14.05. | 3 | 874.1192 |  | 726.1023 | 0 | 98.892 | 49.1249 | 0
14.05. | 4 | 878.8646 |  | 721.5142 | 0 | 108.54 | 48.8104 | 0
14.05. | 5 | 883.2846 |  | 724.2004 | 0 | 110.148 | 48.9362 | 0
14.05. | 6 | 882.8577 |  | 727.3915 | 0 | 106.53 | 48.9362 | 0
14.05. | 7 | 932.7192 |  | 784.5519 | 0 | 99.294 | 48.8733 | 0
14.05. | 8 | 909.6038 |  | 775.9345 | 0 | 85.425 | 48.2443 | 0
14.05. | 9 | 903.3815 |  | 779.0717 | 0 | 76.38 | 47.9298 | 0
14.05. | 10 | 908.1482 |  | 785.2823 | 0 | 74.37 | 48.4959 | 0
14.05. | 11 | 910.1102 |  | 784.6696 | 0 | 77.385 | 48.0556 | 0
14.05. | 12 | 907.8624 |  | 784.4441 | 0 | 75.174 | 48.2443 | 0
14.05. | 13 | 905.937 |  | 780.9736 | 0 | 76.782 | 48.1814 | 0
14.05. | 14 | 914.18 |  | 778.2874 | 0 | 87.837 | 48.0556 | 0
14.05. | 15 | 921.0369 |  | 777.7825 | 0 | 95.073 | 48.1814 | 0
14.05. | 16 | 925.435 |  | 779.6305 | 0 | 97.686 | 48.1185 | 0
14.05. | 17 | 925.2123 |  | 783.101 | 0 | 93.867 | 48.2443 | 0
14.05. | 18 | 918.2696 |  | 784.1108 | 0 | 86.229 | 47.9298 | 0
14.05. | 19 | 912.7212 |  | 787.3558 | 0 | 77.184 | 48.1814 | 0
14.05. | 20 | 922.9706 |  | 798.6594 | 0 | 75.375 | 48.9362 | 0
14.05. | 21 | 930.5827 |  | 803.1936 | 0 | 78.39 | 48.9991 | 0
14.05. | 22 | 925.1816 |  | 798.6594 | 0 | 77.586 | 48.9362 | 0
14.05. | 23 | 914.8936 |  | 794.1252 | 0 | 71.958 | 48.8104 | 0
14.05. | 24 | 838.4897 |  | 721.2887 | 0 | 68.139 | 49.062 | 0
15.05. | 1 | 832.0314 |  | 717.2055 | 0 | 66.33 | 48.4959 | 0
15.05. | 2 | 840.7309 |  | 716.6467 | 0 | 75.777 | 48.3072 | 0
15.05. | 3 | 854.4011 |  | 718.2692 | 0 | 87.636 | 48.4959 | 0
15.05. | 4 | 862.7326 |  | 726.2739 | 0 | 87.837 | 48.6217 | 0
15.05. | 5 | 865.0988 |  | 727.2837 | 0 | 89.445 | 48.3701 | 0
15.05. | 6 | 872.4221 |  | 735.009 | 0 | 89.043 | 48.3701 | 0
15.05. | 7 | 937.0341 |  | 806.7818 | 0 | 82.008 | 48.2443 | 0
15.05. | 8 | 927.8482 |  | 815.1198 | 0 | 63.918 | 48.8104 | 0
15.05. | 9 | 909.4234 |  | 815.012 | 0 | 46.23 | 48.1814 | 0
15.05. | 10 | 891.6678 |  | 806.5024 | 0 | 36.984 | 48.1814 | 0
15.05. | 11 | 886.0734 |  | 806.4485 | 0 | 31.758 | 47.8669 | 0
15.05. | 12 | 883.8071 |  | 809.9729 | 0 | 25.527 | 48.3072 | 0
15.05. | 13 | 873.2711 |  | 803.4829 | 0 | 22.11 | 47.6782 | 0
15.05. | 14 | 875.8159 |  | 804.9338 | 0 | 22.512 | 48.3701 | 0
15.05. | 15 | 878.8799 |  | 804.2034 | 0 | 25.929 | 48.7475 | 0
15.05. | 16 | 886.3736 |  | 807.9533 | 0 | 29.547 | 48.8733 | 0
15.05. | 17 | 899.9321 |  | 814.6149 | 0 | 36.381 | 48.9362 | 0
15.05. | 18 | 906.4347 |  | 819.0952 | 0 | 38.592 | 48.7475 | 0
15.05. | 19 | 916.6578 |  | 826.3156 | 0 | 41.406 | 48.9362 | 0
15.05. | 20 | 930.0837 |  | 835.835 | 0 | 45.627 | 48.6217 | 0
15.05. | 21 | 932.5554 |  | 835.5556 | 0 | 48.441 | 48.5588 | 0
15.05. | 22 | 926.0058 |  | 829.1195 | 0 | 48.642 | 48.2443 | 0
15.05. | 23 | 930.3106 |  | 831.3008 | 0 | 50.451 | 48.5588 | 0
15.05. | 24 | 839.6277 |  | 736.6854 | 0 | 54.069 | 48.8733 | 0
16.05. | 1 | 845.161 |  | 729.7444 | 0 | 66.732 | 48.6846 | 0
16.05. | 2 | 859.2897 |  | 730.8081 | 0 | 79.797 | 48.6846 | 0
16.05. | 3 | 862.1154 |  | 729.916 | 0 | 84.018 | 48.1814 | 0
16.05. | 4 | 864.4 |  | 730.367 | 0 | 86.229 | 47.804 | 0
16.05. | 5 | 873.9385 |  | 737.0286 | 0 | 89.043 | 47.8669 | 0
16.05. | 6 | 890.1418 |  | 750.6312 | 0 | 91.455 | 48.0556 | 0
16.05. | 7 | 933.7863 |  | 799.8408 | 0 | 85.827 | 48.1185 | 0
16.05. | 8 | 921.1559 |  | 801.13 | 0 | 72.159 | 47.8669 | 0
16.05. | 9 | 928.9012 |  | 825.3696 | 0 | 55.476 | 48.0556 | 0
16.05. | 10 | 901.2986 |  | 814.1738 | 0 | 39.195 | 47.9298 | 0
16.05. | 11 | 891.0737 |  | 813.9483 | 0 | 28.944 | 48.1814 | 0
16.05. | 12 | 879.2304 |  | 807.6838 | 0 | 24.12 | 47.4266 | 0
16.05. | 13 | 869.6285 |  | 801.086 | 0 | 22.311 | 46.2315 | 0
16.05. | 14 | 834.1346 |  | 767.7142 | 0 | 19.497 | 46.9234 | 0
16.05. | 15 | 831.1308 |  | 768.1014 | 0 | 15.477 | 47.5524 | 0
16.05. | 16 | 836.1005 |  | 771.6258 | 0 | 16.482 | 47.9927 | 0
16.05. | 17 | 841.6797 |  | 776.6649 | 0 | 17.085 | 47.9298 | 0
16.05. | 18 | 854.6877 |  | 788.1401 | 0 | 18.492 | 48.0556 | 0
16.05. | 19 | 858.4753 |  | 789.8165 | 0 | 20.1 | 48.5588 | 0
16.05. | 20 | 886.794 |  | 812.8846 | 0 | 25.728 | 48.1814 | 0
16.05. | 21 | 898.0109 |  | 819.7178 | 0 | 30.552 | 47.7411 | 0
16.05. | 22 | 880.3683 |  | 800.4535 | 0 | 31.356 | 48.5588 | 0
16.05. | 23 | 865.7927 |  | 786.0666 | 0 | 31.356 | 48.3701 | 0
16.05. | 24 | 811.645 |  | 726.3278 | 0 | 36.381 | 48.9362 | 0
17.05. | 1 | 814.6394 |  | 719.774 | 0 | 45.426 | 49.4394 | 0
17.05. | 2 | 822.112 |  | 717.0339 | 0 | 56.079 | 48.9991 | 0
17.05. | 3 | 831.9209 |  | 725.2102 | 0 | 58.089 | 48.6217 | 0
17.05. | 4 | 846.7791 |  | 740.1559 | 0 | 57.687 | 48.9362 | 0
17.05. | 5 | 855.9765 |  | 749.5037 | 0 | 57.285 | 49.1878 | 0
17.05. | 6 | 860.5594 |  | 757.68 | 0 | 54.069 | 48.8104 | 0
17.05. | 7 | 914.0031 |  | 813.2718 | 0 | 51.858 | 48.8733 | 0
17.05. | 8 | 904.0954 |  | 812.2081 | 0 | 43.014 | 48.8733 | 0
17.05. | 9 | 879.5088 |  | 799.6692 | 0 | 31.155 | 48.6846 | 0
17.05. | 10 | 864.4565 |  | 794.8556 | 0 | 21.105 | 48.4959 | 0
17.05. | 11 | 850.9393 |  | 792.6204 | 0 | 10.452 | 47.8669 | 0
17.05. | 12 | 843.6707 |  | 791.3312 | 0 | 4.221 | 48.1185 | 0
17.05. | 13 | 828.354 |  | 776.9443 | 0 | 3.417 | 47.9927 | 0
17.05. | 14 | 836.294 |  | 781.0913 | 0 | 7.839 | 47.3637 | 0
17.05. | 15 | 851.8779 |  | 787.0764 | 0 | 16.683 | 48.1185 | 0
17.05. | 16 | 868.0375 |  | 790.3214 | 0 | 29.346 | 48.3701 | 0
17.05. | 17 | 889.4643 |  | 797.0369 | 0 | 43.617 | 48.8104 | 0
17.05. | 18 | 907.5938 |  | 808.4582 | 0 | 50.451 | 48.6846 | 0
17.05. | 19 | 925.7091 |  | 813.8845 | 0 | 62.511 | 49.3136 | 0
17.05. | 20 | 929.299 |  | 816.7962 | 0 | 63.315 | 49.1878 | 0
17.05. | 21 | 923.507 |  | 821.3304 | 0 | 52.863 | 49.3136 | 0
17.05. | 22 | 929.0514 |  | 823.4578 | 0 | 56.28 | 49.3136 | 0
17.05. | 23 | 946.5964 |  | 821.4921 | 0 | 74.973 | 50.1313 | 0
17.05. | 24 | 872.009 |  | 748.8272 | 0 | 73.365 | 49.8168 | 0
18.05. | 1 | 848.7219 |  | 740.2637 | 0 | 58.893 | 49.5652 | 0
18.05. | 2 | 836.1403 |  | 736.5138 | 0 | 50.25 | 49.3765 | 0
18.05. | 3 | 838.5881 |  | 738.0824 | 0 | 51.255 | 49.2507 | 0
18.05. | 4 | 845.03 |  | 744.1852 | 0 | 51.657 | 49.1878 | 0
18.05. | 5 | 850.4995 |  | 751.5772 | 0 | 50.049 | 48.8733 | 0
18.05. | 6 | 867.8501 |  | 764.1161 | 0 | 54.672 | 49.062 | 0
18.05. | 7 | 913.2501 |  | 809.8552 | 0 | 54.27 | 49.1249 | 0
18.05. | 8 | 910.0639 |  | 819.4824 | 0 | 41.205 | 49.3765 | 0
18.05. | 9 | 933.8521 |  | 847.869 | 0 | 36.984 | 48.9991 | 0
18.05. | 10 | 914.8458 |  | 830.3449 | 0 | 35.376 | 49.1249 | 0
18.05. | 11 | 907.8986 |  | 827.1538 | 0 | 31.557 | 49.1878 | 0
18.05. | 12 | 900.7788 |  | 826.3156 | 0 | 25.527 | 48.9362 | 0
18.05. | 13 | 889.4878 |  | 819.0952 | 0 | 21.708 | 48.6846 | 0
18.05. | 14 | 846.8679 |  | 777.7825 | 0 | 20.904 | 48.1814 | 0
18.05. | 15 | 854.9917 |  | 779.9638 | 0 | 26.532 | 48.4959 | 0
18.05. | 16 | 856.9987 |  | 783.9931 | 0 | 24.321 | 48.6846 | 0
18.05. | 17 | 865.011 |  | 795.5222 | 0 | 20.301 | 49.1878 | 0
18.05. | 18 | 874.3723 |  | 809.017 | 0 | 16.482 | 48.8733 | 0
18.05. | 19 | 876.388 |  | 816.1835 | 0 | 11.457 | 48.7475 | 0
18.05. | 20 | 900.7586 |  | 838.0163 | 0 | 13.869 | 48.8733 | 0
18.05. | 21 | 909.3916 |  | 840.5947 | 0 | 20.301 | 48.4959 | 0
18.05. | 22 | 882.6232 |  | 815.1198 | 0 | 18.693 | 48.8104 | 0
18.05. | 23 | 869.7155 |  | 804.7622 | 0 | 16.08 | 48.8733 | 0
18.05. | 24 | 810.6926 |  | 744.1313 | 0 | 17.688 | 48.8733 | 0
19.05. | 1 | 806.0565 |  | 737.7491 | 0 | 19.497 | 48.8104 | 0
19.05. | 2 | 805.4913 |  | 736.6315 | 0 | 20.301 | 48.5588 | 0
19.05. | 3 | 815.7632 |  | 738.8128 | 0 | 28.14 | 48.8104 | 0
19.05. | 4 | 831.5944 |  | 742.5088 | 0 | 40.401 | 48.6846 | 0
19.05. | 5 | 843.9011 |  | 750.1802 | 0 | 45.225 | 48.4959 | 0
19.05. | 6 | 852.9791 |  | 760.0868 | 0 | 44.019 | 48.8733 | 0
19.05. | 7 | 897.2527 |  | 809.0709 | 0 | 38.994 | 49.1878 | 0
19.05. | 8 | 900.0694 |  | 820.2667 | 0 | 30.552 | 49.2507 | 0
19.05. | 9 | 883.4459 |  | 815.6786 | 0 | 18.894 | 48.8733 | 0
19.05. | 10 | 860.0566 |  | 800.0025 | 0 | 11.055 | 48.9991 | 0
19.05. | 11 | 851.7589 |  | 796.2526 | 0 | 6.633 | 48.8733 | 0
19.05. | 12 | 848.834 |  | 795.6399 | 0 | 4.824 | 48.3701 | 0
19.05. | 13 | 845.3192 |  | 791.7723 | 0 | 4.422 | 49.1249 | 0
19.05. | 14 | 851.7547 |  | 797.3163 | 0 | 5.628 | 48.8104 | 0
19.05. | 15 | 863.0467 |  | 803.1936 | 0 | 10.854 | 48.9991 | 0
19.05. | 16 | 866.1115 |  | 796.8114 | 0 | 20.301 | 48.9991 | 0
19.05. | 17 | 874.7316 |  | 797.3163 | 0 | 28.542 | 48.8733 | 0
19.05. | 18 | 889.4023 |  | 804.375 | 0 | 36.783 | 48.2443 | 0
19.05. | 19 | 895.3522 |  | 812.0464 | 0 | 35.376 | 47.9298 | 0
19.05. | 20 | 901.5239 |  | 820.9432 | 0 | 31.959 | 48.6217 | 0
19.05. | 21 | 900.0741 |  | 817.9237 | 0 | 33.969 | 48.1814 | 0
19.05. | 22 | 883.5798 |  | 805.8897 | 0 | 29.949 | 47.7411 | 0
19.05. | 23 | 875.3393 |  | 805.8259 | 0 | 20.703 | 48.8104 | 0
19.05. | 24 | 807.8408 |  | 745.2489 | 0 | 13.467 | 49.1249 | 0
20.05. | 1 | 801.1521 |  | 740.1559 | 0 | 12.06 | 48.9362 | 0
20.05. | 2 | 802.572 |  | 742.2294 | 0 | 11.658 | 48.6846 | 0
20.05. | 3 | 807.039 |  | 746.8714 | 0 | 10.854 | 49.3136 | 0
20.05. | 4 | 811.0928 |  | 751.1262 | 0 | 10.653 | 49.3136 | 0
20.05. | 5 | 814.0936 |  | 754.7683 | 0 | 10.452 | 48.8733 | 0
20.05. | 6 | 827.3752 |  | 768.0376 | 0 | 10.653 | 48.6846 | 0
20.05. | 7 | 897.4642 |  | 837.7369 | 0 | 10.854 | 48.8733 | 0
20.05. | 8 | 905.0243 |  | 847.0308 | 0 | 9.246 | 48.7475 | 0
20.05. | 9 | 904.1857 |  | 848.4278 | 0 | 6.633 | 49.1249 | 0
20.05. | 10 | 897.3221 |  | 843.1093 | 0 | 5.025 | 49.1878 | 0
20.05. | 11 | 893.2651 |  | 838.5751 | 0 | 5.628 | 49.062 | 0
20.05. | 12 | 888.8081 |  | 831.3547 | 0 | 8.643 | 48.8104 | 0
20.05. | 13 | 882.9147 |  | 823.1245 | 0 | 10.854 | 48.9362 | 0
20.05. | 14 | 880.7664 |  | 818.8158 | 0 | 13.266 | 48.6846 | 0
20.05. | 15 | 888.635 |  | 824.1343 | 0 | 15.879 | 48.6217 | 0
20.05. | 16 | 902.5007 |  | 832.5361 | 0 | 21.909 | 48.0556 | 0
20.05. | 17 | 933.0628 |  | 842.9476 | 0 | 41.808 | 48.3072 | 0
20.05. | 18 | 934.3138 |  | 847.5896 | 0 | 37.788 | 48.9362 | 0
20.05. | 19 | 942.9598 |  | 853.1974 | 0 | 42.21 | 47.5524 | 0
20.05. | 20 | 934.7789 |  | 861.5354 | 0 | 25.125 | 48.1185 | 0
20.05. | 21 | 931.6111 |  | 866.4568 | 0 | 16.281 | 48.8733 | 0
20.05. | 22 | 918.5979 |  | 857.3884 | 0 | 12.462 | 48.7475 | 0
20.05. | 23 | 905.686 |  | 848.0945 | 0 | 8.844 | 48.7475 | 0
20.05. | 24 | 817.2043 |  | 760.3662 | 0 | 7.839 | 48.9991 | 0
21.05. | 1 | 807.7462 |  | 751.2978 | 0 | 7.638 | 48.8104 | 0
21.05. | 2 | 801.5715 |  | 746.4303 | 0 | 6.834 | 48.3072 | 0
21.05. | 3 | 798.654 |  | 745.0333 | 0 | 5.628 | 47.9927 | 0
21.05. | 4 | 802.0951 |  | 747.494 | 0 | 6.231 | 48.3701 | 0
21.05. | 5 | 803.1795 |  | 746.4303 | 0 | 8.442 | 48.3072 | 0
21.05. | 6 | 811.4107 |  | 753.3174 | 0 | 9.849 | 48.2443 | 0
21.05. | 7 | 880.2398 |  | 821.7814 | 0 | 9.648 | 48.8104 | 0
21.05. | 8 | 890.2551 |  | 831.8596 | 0 | 9.648 | 48.7475 | 0
21.05. | 9 | 890.4136 |  | 834.1047 | 0 | 8.442 | 47.8669 | 0
21.05. | 10 | 889.826 |  | 833.4282 | 0 | 7.839 | 48.5588 | 0
21.05. | 11 | 891.2101 |  | 833.9331 | 0 | 8.844 | 48.433 | 0
21.05. | 12 | 889.6041 |  | 831.2469 | 0 | 10.05 | 48.3072 | 0
21.05. | 13 | 891.0079 |  | 830.9675 | 0 | 11.859 | 48.1814 | 0
21.05. | 14 | 885.274 |  | 823.6393 | 0 | 14.271 | 47.3637 | 0
21.05. | 15 | 892.4637 |  | 825.9284 | 0 | 18.291 | 48.2443 | 0
21.05. | 16 | 897.8352 |  | 825.1441 | 0 | 24.321 | 48.3701 | 0
21.05. | 17 | 908.5407 |  | 829.9577 | 0 | 30.15 | 48.433 | 0
21.05. | 18 | 914.5721 |  | 837.232 | 0 | 28.341 | 48.9991 | 0
21.05. | 19 | 916.9246 |  | 841.8201 | 0 | 25.728 | 49.3765 | 0
21.05. | 20 | 913.8596 |  | 843.8936 | 0 | 20.904 | 49.062 | 0
21.05. | 21 | 912.4496 |  | 847.9229 | 0 | 15.276 | 49.2507 | 0
21.05. | 22 | 906.226 |  | 847.1386 | 0 | 9.648 | 49.4394 | 0
21.05. | 23 | 899.5311 |  | 845.7955 | 0 | 4.422 | 49.3136 | 0
21.05. | 24 | 813.7714 |  | 762.322 | 0 | 2.01 | 49.4394 | 0
22.05. | 1 | 808.7755 |  | 758.0672 | 0 | 1.206 | 49.5023 | 0
22.05. | 2 | 806.7265 |  | 756.2192 | 0 | 1.005 | 49.5023 | 0
22.05. | 3 | 806.5623 |  | 756.4447 | 0 | 0.804 | 49.3136 | 0
22.05. | 4 | 808.3474 |  | 758.2927 | 0 | 0.804 | 49.2507 | 0
22.05. | 5 | 805.9678 |  | 755.2732 | 0 | 2.01 | 48.6846 | 0
22.05. | 6 | 815.7287 |  | 762.8368 | 0 | 5.025 | 47.8669 | 0
22.05. | 7 | 896.9403 |  | 841.0457 | 0 | 7.839 | 48.0556 | 0
22.05. | 8 | 913.7466 |  | 854.6483 | 0 | 10.854 | 48.2443 | 0
22.05. | 9 | 918.5825 |  | 858.0649 | 0 | 12.462 | 48.0556 | 0
22.05. | 10 | 916.7158 |  | 855.6581 | 0 | 13.065 | 47.9927 | 0
22.05. | 11 | 921.501 |  | 858.1188 | 0 | 15.075 | 48.3072 | 0
22.05. | 12 | 927.2715 |  | 861.3638 | 0 | 17.286 | 48.6217 | 0
22.05. | 13 | 921.7637 |  | 855.1532 | 0 | 18.492 | 48.1185 | 0
22.05. | 14 | 916.7417 |  | 851.1239 | 0 | 17.688 | 47.9298 | 0
22.05. | 15 | 913.628 |  | 849.5553 | 0 | 16.08 | 47.9927 | 0
22.05. | 16 | 917.4504 |  | 854.1434 | 0 | 14.874 | 48.433 | 0
22.05. | 17 | 917.531 |  | 856.0453 | 0 | 12.864 | 48.6217 | 0
22.05. | 18 | 914.1779 |  | 854.7022 | 0 | 10.854 | 48.6217 | 0
22.05. | 19 | 921.5024 |  | 865.3931 | 0 | 7.236 | 48.8733 | 0
22.05. | 20 | 921.5382 |  | 866.9617 | 0 | 5.829 | 48.7475 | 0
22.05. | 21 | 927.3281 |  | 873.7949 | 0 | 5.226 | 48.3072 | 0
22.05. | 22 | 922.7375 |  | 870.7754 | 0 | 4.221 | 47.7411 | 0
22.05. | 23 | 917.218 |  | 865.4569 | 0 | 4.02 | 47.7411 | 0
22.05. | 24 | 817.115 |  | 764.9642 | 0 | 4.221 | 47.9298 | 0
23.05. | 1 | 811.9714 |  | 759.8712 | 0 | 4.422 | 47.6782 | 0
23.05. | 2 | 811.9704 |  | 761.2143 | 0 | 3.015 | 47.7411 | 0
23.05. | 3 | 811.3119 |  | 760.43 | 0 | 3.015 | 47.8669 | 0
23.05. | 4 | 811.4761 |  | 760.2045 | 0 | 3.216 | 48.0556 | 0
23.05. | 5 | 819.9041 |  | 768.1553 | 0 | 3.819 | 47.9298 | 0
23.05. | 6 | 836.7788 |  | 784.6157 | 0 | 4.422 | 47.7411 | 0
23.05. | 7 | 890.3061 |  | 838.0801 | 0 | 4.422 | 47.804 | 0
23.05. | 8 | 901.2167 |  | 850.5112 | 0 | 3.216 | 47.4895 | 0
23.05. | 9 | 924.0594 |  | 874.3097 | 0 | 3.015 | 46.7347 | 0
23.05. | 10 | 923.2649 |  | 871.7951 | 0 | 5.427 | 46.0428 | 0
23.05. | 11 | 909.095 |  | 856.4083 | 0 | 7.839 | 44.8477 | 0
23.05. | 12 | 909.9896 |  | 855.7318 | 0 | 8.844 | 45.4138 | 0
23.05. | 13 | 904.7559 |  | 851.2515 | 0 | 7.839 | 45.6654 | 0
23.05. | 14 | 878.4134 |  | 823.9286 | 0 | 8.442 | 46.0428 | 0
23.05. | 15 | 879.4945 |  | 821.6296 | 0 | 11.256 | 46.6089 | 0
23.05. | 16 | 882.1901 |  | 820.8453 | 0 | 14.673 | 46.6718 | 0
23.05. | 17 | 889.7793 |  | 825.8844 | 0 | 17.286 | 46.6089 | 0
23.05. | 18 | 913.3218 |  | 845.2565 | 0 | 21.708 | 46.3573 | 0
23.05. | 19 | 924.1489 |  | 851.1338 | 0 | 26.532 | 46.4831 | 0
23.05. | 20 | 937.9989 |  | 865.8001 | 0 | 25.527 | 46.6718 | 0
23.05. | 21 | 935.564 |  | 866.305 | 0 | 22.713 | 46.546 | 0
23.05. | 22 | 896.3006 |  | 830.9235 | 0 | 18.894 | 46.4831 | 0
23.05. | 23 | 888.2519 |  | 827.7863 | 0 | 13.668 | 46.7976 | 0
23.05. | 24 | 821.7811 |  | 762.3957 | 0 | 12.462 | 46.9234 | 0
24.05. | 1 | 823.3543 |  | 759.484 | 0 | 16.884 | 46.9863 | 0
24.05. | 2 | 828.0706 |  | 759.1507 | 0 | 22.311 | 46.6089 | 0
24.05. | 3 | 832.9933 |  | 760.7193 | 0 | 25.728 | 46.546 | 0
24.05. | 4 | 836.3006 |  | 763.0722 | 0 | 26.934 | 46.2944 | 0
24.05. | 5 | 841.747 |  | 766.6604 | 0 | 29.547 | 45.5396 | 0
24.05. | 6 | 851.8039 |  | 776.7925 | 0 | 29.346 | 45.6654 | 0
24.05. | 7 | 900.7355 |  | 832.997 | 0 | 21.507 | 46.2315 | 0
24.05. | 8 | 910.0141 |  | 834.2862 | 0 | 29.748 | 45.9799 | 0
24.05. | 9 | 935.7302 |  | 830.8696 | 0 | 58.692 | 46.1686 | 0
24.05. | 10 | 919.9878 |  | 822.6394 | 0 | 51.054 | 46.2944 | 0
24.05. | 11 | 917.7726 |  | 823.7031 | 0 | 47.838 | 46.2315 | 0
24.05. | 12 | 908.1873 |  | 819.3944 | 0 | 42.813 | 45.9799 | 0
24.05. | 13 | 895.8933 |  | 809.4878 | 0 | 40.803 | 45.6025 | 0
24.05. | 14 | 889.8305 |  | 803.8899 | 0 | 40.401 | 45.5396 | 0
24.05. | 15 | 892.5731 |  | 805.0614 | 0 | 41.406 | 46.1057 | 0
24.05. | 16 | 885.2316 |  | 806.3506 | 0 | 32.964 | 45.917 | 0
24.05. | 17 | 886.8018 |  | 807.4682 | 0 | 33.165 | 46.1686 | 0
24.05. | 18 | 886.2704 |  | 810.6054 | 0 | 29.748 | 45.917 | 0
24.05. | 19 | 902.2563 |  | 826.2276 | 0 | 30.552 | 45.4767 | 0
24.05. | 20 | 900.5082 |  | 828.9138 | 0 | 25.929 | 45.6654 | 0
24.05. | 21 | 901.3597 |  | 829.5903 | 0 | 26.733 | 45.0364 | 0
24.05. | 22 | 901.5709 |  | 831.3206 | 0 | 24.522 | 45.7283 | 0
24.05. | 23 | 908.7865 |  | 829.0755 | 0 | 33.165 | 46.546 | 0
24.05. | 24 | 833.9844 |  | 759.9889 | 0 | 27.135 | 46.8605 | 0
25.05. | 1 | 823.7464 |  | 753.3812 | 0 | 23.316 | 47.0492 | 0
25.05. | 2 | 836.3148 |  | 759.4301 | 0 | 30.15 | 46.7347 | 0
25.05. | 3 | 836.1922 |  | 759.7095 | 0 | 29.748 | 46.7347 | 0
25.05. | 4 | 837.3556 |  | 760.9987 | 0 | 29.748 | 46.6089 | 0
25.05. | 5 | 839.0134 |  | 764.2536 | 0 | 29.346 | 45.4138 | 0
25.05. | 6 | 837.1906 |  | 776.5131 | 0 | 15.075 | 45.6025 | 0
25.05. | 7 | 876.5099 |  | 821.2963 | 0 | 9.045 | 46.1686 | 0
25.05. | 8 | 890.4196 |  | 835.6832 | 0 | 8.442 | 46.2944 | 0
25.05. | 9 | 910.2632 |  | 857.5259 | 0 | 7.638 | 45.0993 | 0
25.05. | 10 | 895.9448 |  | 846.9527 | 0 | 5.025 | 43.9671 | 0
25.05. | 11 | 896.6187 |  | 847.0605 | 0 | 5.025 | 44.5332 | 0
25.05. | 12 | 901.1464 |  | 850.08 | 0 | 6.03 | 45.0364 | 0
25.05. | 13 | 899.3287 |  | 846.9428 | 0 | 7.035 | 45.3509 | 0
25.05. | 14 | 868.2685 |  | 812.6789 | 0 | 10.05 | 45.5396 | 0
25.05. | 15 | 866.1441 |  | 806.5222 | 0 | 14.271 | 45.3509 | 0
25.05. | 16 | 861.8903 |  | 800.9243 | 0 | 15.678 | 45.288 | 0
25.05. | 17 | 859.5044 |  | 800.6988 | 0 | 13.266 | 45.5396 | 0
25.05. | 18 | 864.1276 |  | 805.0075 | 0 | 13.266 | 45.8541 | 0
25.05. | 19 | 879.6209 |  | 822.5217 | 0 | 10.05 | 47.0492 | 0
25.05. | 20 | 902.6434 |  | 849.7269 | 0 | 5.427 | 47.4895 | 0
25.05. | 21 | 902.3369 |  | 851.0161 | 0 | 4.02 | 47.3008 | 0
25.05. | 22 | 872.9165 |  | 823.6932 | 0 | 1.608 | 47.6153 | 0
25.05. | 23 | 867.9781 |  | 817.5365 | 0 | 3.015 | 47.4266 | 0
25.05. | 24 | 807.9651 |  | 756.2929 | 0 | 4.623 | 47.0492 | 0
26.05. | 1 | 810.3873 |  | 758.0232 | 0 | 4.623 | 47.7411 | 0
26.05. | 2 | 807.9273 |  | 757.4105 | 0 | 3.216 | 47.3008 | 0
26.05. | 3 | 808.388 |  | 758.4742 | 0 | 2.613 | 47.3008 | 0
26.05. | 4 | 813.1418 |  | 762.6113 | 0 | 2.412 | 48.1185 | 0
26.05. | 5 | 820.7887 |  | 770.0572 | 0 | 2.613 | 48.1185 | 0
26.05. | 6 | 832.6307 |  | 782.0373 | 0 | 2.412 | 48.1814 | 0
26.05. | 7 | 872.5341 |  | 821.953 | 0 | 2.211 | 48.3701 | 0
26.05. | 8 | 868.3945 |  | 818.2031 | 0 | 2.01 | 48.1814 | 0
26.05. | 9 | 859.5118 |  | 810.7671 | 0 | 2.01 | 46.7347 | 0
26.05. | 10 | 859.4409 |  | 810.6593 | 0 | 2.613 | 46.1686 | 0
26.05. | 11 | 860.9235 |  | 809.6396 | 0 | 3.417 | 47.8669 | 0
26.05. | 12 | 860.5257 |  | 808.5759 | 0 | 4.02 | 47.9298 | 0
26.05. | 13 | 851.99 |  | 800.2918 | 0 | 4.02 | 47.6782 | 0
26.05. | 14 | 846.0327 |  | 793.4047 | 0 | 4.824 | 47.804 | 0
26.05. | 15 | 854.402 |  | 800.2918 | 0 | 6.432 | 47.6782 | 0
26.05. | 16 | 853.9423 |  | 797.885 | 0 | 8.442 | 47.6153 | 0
26.05. | 17 | 852.2634 |  | 797.7772 | 0 | 7.437 | 47.0492 | 0
26.05. | 18 | 858.1578 |  | 804.6643 | 0 | 6.633 | 46.8605 | 0
26.05. | 19 | 865.24 |  | 810.9288 | 0 | 6.633 | 47.6782 | 0
26.05. | 20 | 880.0885 |  | 824.0804 | 0 | 7.638 | 48.3701 | 0
26.05. | 21 | 882.6062 |  | 827.0999 | 0 | 6.633 | 48.8733 | 0
26.05. | 22 | 884.3177 |  | 828.4969 | 0 | 6.633 | 49.1878 | 0
26.05. | 23 | 879.238 |  | 822.0608 | 0 | 8.241 | 48.9362 | 0
26.05. | 24 | 816.4722 |  | 759.1309 | 0 | 7.839 | 49.5023 | 0
27.05. | 1 | 810.7965 |  | 754.1457 | 0 | 6.834 | 49.8168 | 0
27.05. | 2 | 808.6462 |  | 752.5232 | 0 | 6.432 | 49.691 | 0
27.05. | 3 | 806.0785 |  | 751.5772 | 0 | 5.628 | 48.8733 | 0
27.05. | 4 | 802.6496 |  | 748.1606 | 0 | 5.427 | 49.062 | 0
27.05. | 5 | 803.9185 |  | 748.1606 | 0 | 6.633 | 49.1249 | 0
27.05. | 6 | 815.7344 |  | 760.3662 | 0 | 6.432 | 48.9362 | 0
27.05. | 7 | 887.3446 |  | 831.9135 | 0 | 6.432 | 48.9991 | 0
27.05. | 8 | 896.5985 |  | 840.7025 | 0 | 6.834 | 49.062 | 0
27.05. | 9 | 896.1639 |  | 839.4133 | 0 | 7.437 | 49.3136 | 0
27.05. | 10 | 886.4488 |  | 829.6244 | 0 | 8.643 | 48.1814 | 0
27.05. | 11 | 885.9762 |  | 825.1441 | 0 | 12.462 | 48.3701 | 0
27.05. | 12 | 892.0018 |  | 821.8991 | 0 | 22.11 | 47.9927 | 0
27.05. | 13 | 903.6172 |  | 823.1883 | 0 | 32.562 | 47.8669 | 0
27.05. | 14 | 913.4304 |  | 821.6197 | 0 | 43.818 | 47.9927 | 0
27.05. | 15 | 929.3323 |  | 821.1148 | 0 | 60.099 | 48.1185 | 0
27.05. | 16 | 945.0846 |  | 825.8107 | 0 | 70.149 | 49.1249 | 0
27.05. | 17 | 956.6829 |  | 826.0901 | 0 | 81.405 | 49.1878 | 0
27.05. | 18 | 968.7518 |  | 833.536 | 0 | 86.028 | 49.1878 | 0
27.05. | 19 | 976.5758 |  | 842.8299 | 0 | 84.621 | 49.1249 | 0
27.05. | 20 | 975.883 |  | 848.7072 | 0 | 77.988 | 49.1878 | 0
27.05. | 21 | 978.4452 |  | 856.4325 | 0 | 72.762 | 49.2507 | 0
27.05. | 22 | 971.0005 |  | 851.9522 | 0 | 69.546 | 49.5023 | 0
27.05. | 23 | 961.8881 |  | 847.7513 | 0 | 64.32 | 49.8168 | 0
27.05. | 24 | 876.4749 |  | 763.4935 | 0 | 62.913 | 50.0684 | 0
28.05. | 1 | 867.1145 |  | 757.3368 | 0 | 59.898 | 49.8797 | 0
28.05. | 2 | 862.6652 |  | 754.5967 | 0 | 58.692 | 49.3765 | 0
28.05. | 3 | 864.6764 |  | 757.5623 | 0 | 57.486 | 49.6281 | 0
28.05. | 4 | 862.0244 |  | 755.7143 | 0 | 56.682 | 49.6281 | 0
28.05. | 5 | 853.8222 |  | 753.2536 | 0 | 51.255 | 49.3136 | 0
28.05. | 6 | 855.5488 |  | 758.3466 | 0 | 47.637 | 49.5652 | 0
28.05. | 7 | 912.099 |  | 820.6 | 0 | 41.808 | 49.691 | 0
28.05. | 8 | 908.7713 |  | 825.6391 | 0 | 33.567 | 49.5652 | 0
28.05. | 9 | 907.059 |  | 829.8939 | 0 | 27.537 | 49.6281 | 0
28.05. | 10 | 897.3302 |  | 823.6833 | 0 | 24.522 | 49.1249 | 0
28.05. | 11 | 893.5655 |  | 821.502 | 0 | 23.316 | 48.7475 | 0
28.05. | 12 | 900.6865 |  | 825.3058 | 0 | 26.13 | 49.2507 | 0
28.05. | 13 | 901.2676 |  | 824.4676 | 0 | 27.738 | 49.062 | 0
28.05. | 14 | 897.1492 |  | 817.311 | 0 | 32.16 | 47.6782 | 0
28.05. | 15 | 904.5058 |  | 819.7178 | 0 | 36.984 | 47.804 | 0
28.05. | 16 | 915.2175 |  | 820.7815 | 0 | 46.632 | 47.804 | 0
28.05. | 17 | 930.4875 |  | 828.8401 | 0 | 53.466 | 48.1814 | 0
28.05. | 18 | 932.3574 |  | 831.5263 | 0 | 52.461 | 48.3701 | 0
28.05. | 19 | 938.0769 |  | 838.1879 | 0 | 51.456 | 48.433 | 0
28.05. | 20 | 939.2058 |  | 841.83 | 0 | 49.446 | 47.9298 | 0
28.05. | 21 | 934.5263 |  | 842.3888 | 0 | 44.019 | 48.1185 | 0
28.05. | 22 | 928.9799 |  | 842.9476 | 0 | 37.788 | 48.2443 | 0
28.05. | 23 | 918.5757 |  | 839.2516 | 0 | 30.954 | 48.3701 | 0
28.05. | 24 | 830.1833 |  | 756.5624 | 0 | 25.125 | 48.4959 | 0
29.05. | 1 | 828.0367 |  | 755.1555 | 0 | 23.316 | 49.5652 | 0
29.05. | 2 | 827.5121 |  | 755.4349 | 0 | 22.512 | 49.5652 | 0
29.05. | 3 | 822.9269 |  | 754.3173 | 0 | 19.296 | 49.3136 | 0
29.05. | 4 | 817.6139 |  | 751.8566 | 0 | 16.884 | 48.8733 | 0
29.05. | 5 | 818.0079 |  | 751.7488 | 0 | 17.889 | 48.3701 | 0
29.05. | 6 | 829.4959 |  | 764.3416 | 0 | 16.281 | 48.8733 | 0
29.05. | 7 | 907.0385 |  | 845.9671 | 0 | 12.261 | 48.8104 | 0
29.05. | 8 | 915.9103 |  | 858.2805 | 0 | 8.442 | 49.1878 | 0
29.05. | 9 | 915.3463 |  | 860.1285 | 0 | 6.03 | 49.1878 | 0
29.05. | 10 | 914.159 |  | 860.6873 | 0 | 4.221 | 49.2507 | 0
29.05. | 11 | 909.8487 |  | 855.6482 | 0 | 4.824 | 49.3765 | 0
29.05. | 12 | 907.6375 |  | 851.3395 | 0 | 7.236 | 49.062 | 0
29.05. | 13 | 908.9878 |  | 847.5896 | 0 | 12.462 | 48.9362 | 0
29.05. | 14 | 914.5091 |  | 845.9132 | 0 | 20.1 | 48.4959 | 0
29.05. | 15 | 920.2938 |  | 845.5161 | 0 | 25.527 | 49.2507 | 0
29.05. | 16 | 923.3685 |  | 845.2367 | 0 | 28.944 | 49.1878 | 0
29.05. | 17 | 922.873 |  | 841.2613 | 0 | 32.361 | 49.2507 | 0
29.05. | 18 | 928.8781 |  | 844.4524 | 0 | 35.175 | 49.2507 | 0
29.05. | 19 | 922.7394 |  | 845.4622 | 0 | 28.341 | 48.9362 | 0
29.05. | 20 | 930.1873 |  | 850.2219 | 0 | 31.155 | 48.8104 | 0
29.05. | 21 | 932.7416 |  | 849.1582 | 0 | 34.773 | 48.8104 | 0
29.05. | 22 | 942.5378 |  | 859.5697 | 0 | 33.969 | 48.9991 | 0
29.05. | 23 | 937.6591 |  | 853.1336 | 0 | 35.778 | 48.7475 | 0
29.05. | 24 | 844.7023 |  | 758.5182 | 0 | 37.185 | 48.9991 | 0
30.05. | 1 | 839.1002 |  | 753.984 | 0 | 36.18 | 48.9362 | 0
30.05. | 2 | 841.9383 |  | 756.4447 | 0 | 36.18 | 49.3136 | 0
30.05. | 3 | 843.202 |  | 758.8515 | 0 | 34.974 | 49.3765 | 0
30.05. | 4 | 838.782 |  | 756.1653 | 0 | 33.366 | 49.2507 | 0
30.05. | 5 | 836.0374 |  | 757.68 | 0 | 29.547 | 48.8104 | 0
30.05. | 6 | 848.3249 |  | 775.709 | 0 | 24.12 | 48.4959 | 0
30.05. | 7 | 901.9947 |  | 832.4184 | 0 | 20.703 | 48.8733 | 0
30.05. | 8 | 908.4933 |  | 842.2711 | 0 | 17.286 | 48.9362 | 0
30.05. | 9 | 923.848 |  | 859.8491 | 0 | 14.874 | 49.1249 | 0
30.05. | 10 | 922.6388 |  | 859.5697 | 0 | 14.07 | 48.9991 | 0
30.05. | 11 | 921.0179 |  | 857.4962 | 0 | 14.271 | 49.2507 | 0
30.05. | 12 | 919.1293 |  | 854.2512 | 0 | 15.879 | 48.9991 | 0
30.05. | 13 | 911.6093 |  | 846.4181 | 0 | 16.884 | 48.3072 | 0
30.05. | 14 | 887.0768 |  | 817.7521 | 0 | 20.703 | 48.6217 | 0
30.05. | 15 | 891.7152 |  | 817.0756 | 0 | 25.326 | 49.3136 | 0
30.05. | 16 | 896.8576 |  | 819.203 | 0 | 28.341 | 49.3136 | 0
30.05. | 17 | 898.8656 |  | 821.8892 | 0 | 27.537 | 49.4394 | 0
30.05. | 18 | 907.5436 |  | 829.1096 | 0 | 28.743 | 49.691 | 0
30.05. | 19 | 918.549 |  | 839.8005 | 0 | 28.743 | 50.0055 | 0
30.05. | 20 | 936.4667 |  | 859.452 | 0 | 27.135 | 49.8797 | 0
30.05. | 21 | 938.9909 |  | 863.9862 | 0 | 25.125 | 49.8797 | 0
30.05. | 22 | 924.3252 |  | 850.212 | 0 | 23.919 | 50.1942 | 0
30.05. | 23 | 913.17 |  | 840.4132 | 0 | 22.311 | 50.4458 | 0
30.05. | 24 | 842.7039 |  | 767.5228 | 0 | 24.924 | 50.2571 | 0
31.05. | 1 | 839.0531 |  | 761.9249 | 0 | 26.934 | 50.1942 | 0
31.05. | 2 | 840.1146 |  | 761.3661 | 0 | 28.743 | 50.0055 | 0
31.05. | 3 | 843.5706 |  | 763.2141 | 0 | 30.351 | 50.0055 | 0
31.05. | 4 | 846.0761 |  | 767.1895 | 0 | 28.944 | 49.9426 | 0
31.05. | 5 | 848.2025 |  | 770.66 | 0 | 27.537 | 50.0055 | 0
31.05. | 6 | 852.9486 |  | 779.9539 | 0 | 23.115 | 49.8797 | 0
31.05. | 7 | 898.3543 |  | 832.8595 | 0 | 15.678 | 49.8168 | 0
31.05. | 8 | 901.7563 |  | 842.1534 | 0 | 9.849 | 49.7539 | 0
31.05. | 9 | 892.5959 |  | 837.3398 | 0 | 5.628 | 49.6281 | 0
31.05. | 10 | 887.7978 |  | 832.8056 | 0 | 5.427 | 49.5652 | 0
31.05. | 11 | 881.8144 |  | 826.144 | 0 | 6.231 | 49.4394 | 0
31.05. | 12 | 870.513 |  | 812.8846 | 0 | 9.447 | 48.1814 | 0
31.05. | 13 | 875.3273 |  | 811.0905 | 0 | 15.678 | 48.5588 | 0
31.05. | 14 | 885.6765 |  | 813.9384 | 0 | 22.11 | 49.6281 | 0
31.05. | 15 | 892.214 |  | 812.6492 | 0 | 29.748 | 49.8168 | 0
31.05. | 16 | 894.4745 |  | 810.6395 | 0 | 34.773 | 49.062 | 0
31.05. | 17 | 905.9969 |  | 817.5266 | 0 | 39.597 | 48.8733 | 0
31.05. | 18 | 913.8448 |  | 824.9725 | 0 | 39.999 | 48.8733 | 0
31.05. | 19 | 921.7417 |  | 831.688 | 0 | 40.803 | 49.2507 | 0
31.05. | 20 | 924.3731 |  | 836.6193 | 0 | 39.195 | 48.5588 | 0
31.05. | 21 | 925.4161 |  | 839.8104 | 0 | 36.984 | 48.6217 | 0
31.05. | 22 | 929.3147 |  | 843.0554 | 0 | 37.386 | 48.8733 | 0
31.05. | 23 | 924.2124 |  | 832.7517 | 0 | 42.21 | 49.2507 | 0
31.05. | 24 | 865.1405 |  | 772.8512 | 0 | 43.416 | 48.8733 | 0
01.06. | 1 | 864.1477 |  | 771.8953 | 0 | 42.813 | 49.4394 | 0
01.06. | 2 | 864.9768 |  | 773.0129 | 0 | 42.21 | 49.7539 | 0
01.06. | 3 | 866.1599 |  | 773.5178 | 0 | 43.014 | 49.6281 | 0
01.06. | 4 | 863.8044 |  | 772.959 | 0 | 41.406 | 49.4394 | 0
01.06. | 5 | 860.5752 |  | 775.258 | 0 | 36.381 | 48.9362 | 0
01.06. | 6 | 876.2337 |  | 789.9881 | 0 | 38.19 | 48.0556 | 0
01.06. | 7 | 906.3161 |  | 814.0022 | 0 | 43.818 | 48.4959 | 0
01.06. | 8 | 920.9101 |  | 833.3204 | 0 | 39.597 | 47.9927 | 0
01.06. | 9 | 947.0623 |  | 861.0943 | 0 | 38.793 | 47.175 | 0
01.06. | 10 | 940.4615 |  | 853.7661 | 0 | 40.401 | 46.2944 | 0
01.06. | 11 | 930.5934 |  | 844.5899 | 0 | 40.401 | 45.6025 | 0
01.06. | 12 | 930.7096 |  | 843.7517 | 0 | 41.607 | 45.3509 | 0
01.06. | 13 | 931.3158 |  | 844.0311 | 0 | 41.808 | 45.4767 | 0
01.06. | 14 | 897.6207 |  | 808.929 | 0 | 43.215 | 45.4767 | 0
01.06. | 15 | 903.0022 |  | 805.5663 | 0 | 51.456 | 45.9799 | 0
01.06. | 16 | 920.8432 |  | 804.9536 | 0 | 70.35 | 45.5396 | 0
01.06. | 17 | 942.2213 |  | 808.027 | 0 | 87.837 | 46.3573 | 0
01.06. | 18 | 953.1531 |  | 818.2669 | 0 | 87.837 | 47.0492 | 0
01.06. | 19 | 957.4439 |  | 828.399 | 0 | 81.807 | 47.2379 | 0
01.06. | 20 | 981.1279 |  | 852.3592 | 0 | 81.405 | 47.3637 | 0
01.06. | 21 | 983.0207 |  | 854.5405 | 0 | 80.802 | 47.6782 | 0
01.06. | 22 | 962.894 |  | 832.2028 | 0 | 83.013 | 47.6782 | 0
01.06. | 23 | 954.3229 |  | 830.9675 | 0 | 75.174 | 48.1814 | 0
01.06. | 24 | 901.7379 |  | 781.8118 | 0 | 71.556 | 48.3701 | 0
02.06. | 1 | 892.2016 |  | 776.7727 | 0 | 66.933 | 48.4959 | 0
02.06. | 2 | 888.9279 |  | 774.3659 | 0 | 66.129 | 48.433 | 0
02.06. | 3 | 882.8902 |  | 769.8856 | 0 | 64.32 | 48.6846 | 0
02.06. | 4 | 884.0855 |  | 769.4346 | 0 | 65.526 | 49.1249 | 0
02.06. | 5 | 883.1382 |  | 771.8414 | 0 | 62.109 | 49.1878 | 0
02.06. | 6 | 890.5448 |  | 781.8118 | 0 | 60.3 | 48.433 | 0
02.06. | 7 | 912.27 |  | 806.6641 | 0 | 56.481 | 49.1249 | 0
02.06. | 8 | 909.7833 |  | 816.2374 | 0 | 44.421 | 49.1249 | 0
02.06. | 9 | 909.6109 |  | 822.899 | 0 | 37.587 | 49.1249 | 0
02.06. | 10 | 901.3719 |  | 820.2128 | 0 | 32.16 | 48.9991 | 0
02.06. | 11 | 894.2561 |  | 814.0022 | 0 | 31.758 | 48.4959 | 0
02.06. | 12 | 889.562 |  | 809.5857 | 0 | 32.361 | 47.6153 | 0
02.06. | 13 | 892.2252 |  | 811.8209 | 0 | 32.16 | 48.2443 | 0
02.06. | 14 | 896.2661 |  | 814.0022 | 0 | 33.768 | 48.4959 | 0
02.06. | 15 | 903.2098 |  | 811.6493 | 0 | 42.813 | 48.7475 | 0
02.06. | 16 | 919.3475 |  | 814.0561 | 0 | 56.481 | 48.8104 | 0
02.06. | 17 | 937.7091 |  | 818.5364 | 0 | 70.551 | 48.6217 | 0
02.06. | 18 | 954.2796 |  | 829.2273 | 0 | 76.179 | 48.8733 | 0
02.06. | 19 | 958.012 |  | 835.384 | 0 | 73.566 | 49.062 | 0
02.06. | 20 | 952.6218 |  | 835.6095 | 0 | 68.139 | 48.8733 | 0
02.06. | 21 | 944.8164 |  | 835.5556 | 0 | 60.702 | 48.5588 | 0
02.06. | 22 | 943.6094 |  | 836.8987 | 0 | 58.089 | 48.6217 | 0
02.06. | 23 | 941.6255 |  | 836.6732 | 0 | 56.079 | 48.8733 | 0
02.06. | 24 | 891.2622 |  | 787.9685 | 0 | 54.672 | 48.6217 | 0
03.06. | 1 | 881.1816 |  | 783.9931 | 0 | 48.441 | 48.7475 | 0
03.06. | 2 | 875.1255 |  | 784.2186 | 0 | 42.411 | 48.4959 | 0
03.06. | 3 | 868.0328 |  | 781.8118 | 0 | 37.788 | 48.433 | 0
03.06. | 4 | 864.8148 |  | 784.498 | 0 | 31.758 | 48.5588 | 0
03.06. | 5 | 861.4913 |  | 788.4734 | 0 | 24.522 | 48.4959 | 0
03.06. | 6 | 876.4428 |  | 803.0858 | 0 | 24.924 | 48.433 | 0
03.06. | 7 | 933.8478 |  | 857.6139 | 0 | 27.738 | 48.4959 | 0
03.06. | 8 | 934.6933 |  | 866.349 | 0 | 20.1 | 48.2443 | 0
03.06. | 9 | 932.0114 |  | 863.555 | 0 | 20.904 | 47.5524 | 0
03.06. | 10 | 925.2511 |  | 855.3248 | 0 | 22.311 | 47.6153 | 0
03.06. | 11 | 924.7317 |  | 853.1974 | 0 | 23.919 | 47.6153 | 0
03.06. | 12 | 928.4435 |  | 852.8003 | 0 | 27.336 | 48.3072 | 0
03.06. | 13 | 941.1308 |  | 859.5697 | 0 | 32.562 | 48.9991 | 0
03.06. | 14 | 949.5054 |  | 855.3688 | 0 | 44.823 | 49.3136 | 0
03.06. | 15 | 955.9245 |  | 853.2953 | 0 | 53.064 | 49.5652 | 0
03.06. | 16 | 966.5036 |  | 857.2168 | 0 | 60.099 | 49.1878 | 0
03.06. | 17 | 978.4842 |  | 858.2805 | 0 | 70.953 | 49.2507 | 0
03.06. | 18 | 992.8813 |  | 863.5451 | 0 | 80.4 | 48.9362 | 0
03.06. | 19 | 1003.8835 |  | 873.9566 | 0 | 80.802 | 49.1249 | 0
03.06. | 20 | 1002.0018 |  | 880.8437 | 0 | 72.159 | 48.9991 | 0
03.06. | 21 | 998.6089 |  | 883.3044 | 0 | 65.928 | 49.3765 | 0
03.06. | 22 | 996.4186 |  | 881.177 | 0 | 65.928 | 49.3136 | 0
03.06. | 23 | 995.8024 |  | 873.8389 | 0 | 71.958 | 50.0055 | 0
03.06. | 24 | 923.2002 |  | 795.6839 | 0 | 77.385 | 50.1313 | 0
04.06. | 1 | 923.3457 |  | 794.8996 | 0 | 78.189 | 50.2571 | 0
04.06. | 2 | 918.5541 |  | 791.8801 | 0 | 76.983 | 49.691 | 0
04.06. | 3 | 907.6066 |  | 787.9047 | 0 | 69.948 | 49.7539 | 0
04.06. | 4 | 911.8831 |  | 788.689 | 0 | 73.566 | 49.6281 | 0
04.06. | 5 | 909.6502 |  | 787.8508 | 0 | 72.36 | 49.4394 | 0
04.06. | 6 | 916.9319 |  | 795.5222 | 0 | 72.159 | 49.2507 | 0
04.06. | 7 | 977.4991 |  | 861.8049 | 0 | 66.129 | 49.5652 | 0
04.06. | 8 | 982.2536 |  | 868.9714 | 0 | 63.717 | 49.5652 | 0
04.06. | 9 | 977.5359 |  | 862.0304 | 0 | 66.129 | 49.3765 | 0
04.06. | 10 | 986.2985 |  | 865.7803 | 0 | 70.953 | 49.5652 | 0
04.06. | 11 | 989.5678 |  | 864.9421 | 0 | 75.375 | 49.2507 | 0
04.06. | 12 | 993.3562 |  | 860.9667 | 0 | 83.013 | 49.3765 | 0
04.06. | 13 | 991.4547 |  | 855.6482 | 0 | 86.43 | 49.3765 | 0
04.06. | 14 | 1001.381 |  | 865.9519 | 0 | 86.43 | 48.9991 | 0
04.06. | 15 | 1000.7422 |  | 864.3833 | 0 | 87.234 | 49.1249 | 0
04.06. | 16 | 1001.8559 |  | 863.3735 | 0 | 89.043 | 49.4394 | 0
04.06. | 17 | 993.794 |  | 862.5353 | 0 | 82.008 | 49.2507 | 0
04.06. | 18 | 991.2504 |  | 864.05 | 0 | 78.39 | 48.8104 | 0
04.06. | 19 | 993.3728 |  | 872.8929 | 0 | 71.355 | 49.1249 | 0
04.06. | 20 | 985.9358 |  | 872.8929 | 0 | 63.918 | 49.1249 | 0
04.06. | 21 | 983.4098 |  | 875.3536 | 0 | 58.491 | 49.5652 | 0
04.06. | 22 | 992.4022 |  | 890.0738 | 0 | 52.26 | 50.0684 | 0
04.06. | 23 | 977.7549 |  | 881.2309 | 0 | 46.833 | 49.691 | 0
04.06. | 24 | 899.5732 |  | 802.4093 | 0 | 48.039 | 49.1249 | 0
05.06. | 1 | 891.9599 |  | 794.9095 | 0 | 48.24 | 48.8104 | 0
05.06. | 2 | 888.4342 |  | 795.9193 | 0 | 44.019 | 48.4959 | 0
05.06. | 3 | 885.8461 |  | 792.7282 | 0 | 44.622 | 48.4959 | 0
05.06. | 4 | 887.7138 |  | 793.7919 | 0 | 45.426 | 48.4959 | 0
05.06. | 5 | 886.3068 |  | 793.7919 | 0 | 44.019 | 48.4959 | 0
05.06. | 6 | 899.4834 |  | 808.2866 | 0 | 42.009 | 49.1878 | 0
05.06. | 7 | 956.2398 |  | 868.1332 | 0 | 38.793 | 49.3136 | 0
05.06. | 8 | 966.1452 |  | 876.2556 | 0 | 41.205 | 48.6846 | 0
05.06. | 9 | 957.7478 |  | 872.2802 | 0 | 36.783 | 48.6846 | 0
05.06. | 10 | 946.1851 |  | 869.2607 | 0 | 28.743 | 48.1814 | 0
05.06. | 11 | 945.6072 |  | 870.3783 | 0 | 26.733 | 48.4959 | 0
05.06. | 12 | 952.3091 |  | 873.1723 | 0 | 29.949 | 49.1878 | 0
05.06. | 13 | 960.611 |  | 875.8585 | 0 | 35.376 | 49.3765 | 0
05.06. | 14 | 959.8501 |  | 873.29 | 0 | 38.19 | 48.3701 | 0
05.06. | 15 | 961.4265 |  | 870.6577 | 0 | 42.21 | 48.5588 | 0
05.06. | 16 | 970.0697 |  | 874.9664 | 0 | 46.23 | 48.8733 | 0
05.06. | 17 | 977.342 |  | 876.4712 | 0 | 51.054 | 49.8168 | 0
05.06. | 18 | 978.3438 |  | 876.1918 | 0 | 52.461 | 49.691 | 0
05.06. | 19 | 981.4316 |  | 882.2946 | 0 | 49.446 | 49.691 | 0
05.06. | 20 | 994.4816 |  | 891.5885 | 0 | 53.265 | 49.6281 | 0
05.06. | 21 | 994.8978 |  | 887.9464 | 0 | 56.883 | 50.0684 | 0
05.06. | 22 | 990.2975 |  | 883.1328 | 0 | 57.285 | 49.8797 | 0
05.06. | 23 | 987.4857 |  | 884.7553 | 0 | 52.662 | 50.0684 | 0
05.06. | 24 | 892.3634 |  | 793.5026 | 0 | 49.044 | 49.8168 | 0
06.06. | 1 | 885.4021 |  | 785.2724 | 0 | 50.25 | 49.8797 | 0
06.06. | 2 | 885.5215 |  | 784.7136 | 0 | 51.054 | 49.7539 | 0
06.06. | 3 | 881.3968 |  | 780.351 | 0 | 51.858 | 49.1878 | 0
06.06. | 4 | 870.813 |  | 777.557 | 0 | 44.823 | 48.433 | 0
06.06. | 5 | 870.208 |  | 780.2432 | 0 | 41.406 | 48.5588 | 0
06.06. | 6 | 884.0913 |  | 799.2281 | 0 | 37.185 | 47.6782 | 0
06.06. | 7 | 908.5123 |  | 827.6048 | 0 | 32.16 | 48.7475 | 0
06.06. | 8 | 904.8528 |  | 828.5068 | 0 | 28.542 | 47.804 | 0
06.06. | 9 | 919.9943 |  | 847.0407 | 0 | 25.527 | 47.4266 | 0
06.06. | 10 | 917.5318 |  | 850.3935 | 0 | 18.894 | 48.2443 | 0
06.06. | 11 | 914.3302 |  | 851.0601 | 0 | 14.271 | 48.9991 | 0
06.06. | 12 | 913.7272 |  | 851.0601 | 0 | 13.668 | 48.9991 | 0
06.06. | 13 | 910.7381 |  | 846.5259 | 0 | 15.276 | 48.9362 | 0
06.06. | 14 | 892.3478 |  | 822.3941 | 0 | 20.703 | 49.2507 | 0
06.06. | 15 | 899.3261 |  | 818.6442 | 0 | 31.557 | 49.1249 | 0
06.06. | 16 | 903.5024 |  | 809.6297 | 0 | 44.622 | 49.2507 | 0
06.06. | 17 | 903.0688 |  | 806.9974 | 0 | 46.632 | 49.4394 | 0
06.06. | 18 | 923.9408 |  | 828.2714 | 0 | 46.23 | 49.4394 | 0
06.06. | 19 | 937.546 |  | 841.2613 | 0 | 47.034 | 49.2507 | 0
06.06. | 20 | 968.5324 |  | 870.7655 | 0 | 48.642 | 49.1249 | 0
06.06. | 21 | 977.0134 |  | 872.6135 | 0 | 55.275 | 49.1249 | 0
06.06. | 22 | 957.0327 |  | 859.0648 | 0 | 48.843 | 49.1249 | 0
06.06. | 23 | 945.4854 |  | 855.3688 | 0 | 40.803 | 49.3136 | 0
06.06. | 24 | 872.7945 |  | 794.7379 | 0 | 28.743 | 49.3136 | 0
07.06. | 1 | 850.4396 |  | 780.0716 | 0 | 21.306 | 49.062 | 0
07.06. | 2 | 845.986 |  | 777.4393 | 0 | 19.296 | 49.2507 | 0
07.06. | 3 | 836.6453 |  | 770.4983 | 0 | 17.085 | 49.062 | 0
07.06. | 4 | 831.329 |  | 766.8023 | 0 | 15.276 | 49.2507 | 0
07.06. | 5 | 828.7767 |  | 765.1798 | 0 | 14.472 | 49.1249 | 0
07.06. | 6 | 841.314 |  | 778.1697 | 0 | 14.271 | 48.8733 | 0
07.06. | 7 | 885.92 |  | 821.3304 | 0 | 15.276 | 49.3136 | 0
07.06. | 8 | 893.697 |  | 828.6685 | 0 | 16.281 | 48.7475 | 0
07.06. | 9 | 887.7014 |  | 822.9628 | 0 | 16.683 | 48.0556 | 0
07.06. | 10 | 892.5734 |  | 823.5755 | 0 | 20.502 | 48.4959 | 0
07.06. | 11 | 894.5635 |  | 820.0511 | 0 | 26.331 | 48.1814 | 0
07.06. | 12 | 902.8135 |  | 818.8158 | 0 | 35.376 | 48.6217 | 0
07.06. | 13 | 908.7729 |  | 814.3355 | 0 | 45.627 | 48.8104 | 0
07.06. | 14 | 907.4043 |  | 803.2574 | 0 | 56.28 | 47.8669 | 0
07.06. | 15 | 910.076 |  | 804.3211 | 0 | 57.888 | 47.8669 | 0
07.06. | 16 | 911.77 |  | 808.1249 | 0 | 55.275 | 48.3701 | 0
07.06. | 17 | 915.1372 |  | 814.5071 | 0 | 52.26 | 48.3701 | 0
07.06. | 18 | 930.9335 |  | 834.8252 | 0 | 47.235 | 48.8733 | 0
07.06. | 19 | 926.5495 |  | 838.0163 | 0 | 39.597 | 48.9362 | 0
07.06. | 20 | 927.2567 |  | 842.4427 | 0 | 36.381 | 48.433 | 0
07.06. | 21 | 921.4506 |  | 841.9378 | 0 | 30.954 | 48.5588 | 0
07.06. | 22 | 910.7158 |  | 837.0703 | 0 | 25.527 | 48.1185 | 0
07.06. | 23 | 901.5696 |  | 828.6146 | 0 | 24.522 | 48.433 | 0
07.06. | 24 | 843.8268 |  | 768.3709 | 0 | 26.331 | 49.1249 | 0
08.06. | 1 | 839.6872 |  | 764.621 | 0 | 26.13 | 48.9362 | 0
08.06. | 2 | 841.1788 |  | 761.1505 | 0 | 31.155 | 48.8733 | 0
08.06. | 3 | 849.4048 |  | 770.4444 | 0 | 30.15 | 48.8104 | 0
08.06. | 4 | 841.0454 |  | 769.6601 | 0 | 22.512 | 48.8733 | 0
08.06. | 5 | 838.4314 |  | 771.0032 | 0 | 18.492 | 48.9362 | 0
08.06. | 6 | 856.7872 |  | 787.8508 | 0 | 19.497 | 49.4394 | 0
08.06. | 7 | 886.5957 |  | 814.4433 | 0 | 22.713 | 49.4394 | 0
08.06. | 8 | 893.4983 |  | 821.6098 | 0 | 22.512 | 49.3765 | 0
08.06. | 9 | 922.8244 |  | 850.6091 | 0 | 22.713 | 49.5023 | 0
08.06. | 10 | 914.7832 |  | 847.6435 | 0 | 17.889 | 49.2507 | 0
08.06. | 11 | 909.7483 |  | 841.5407 | 0 | 18.894 | 49.3136 | 0
08.06. | 12 | 909.823 |  | 831.9674 | 0 | 28.542 | 49.3136 | 0
08.06. | 13 | 911.3373 |  | 823.6833 | 0 | 38.592 | 49.062 | 0
08.06. | 14 | 879.9475 |  | 786.9048 | 0 | 44.421 | 48.6217 | 0
08.06. | 15 | 879.7843 |  | 785.7872 | 0 | 45.627 | 48.3701 | 0
08.06. | 16 | 881.0331 |  | 788.8067 | 0 | 43.416 | 48.8104 | 0
08.06. | 17 | 879.2601 |  | 794.684 | 0 | 35.577 | 48.9991 | 0
08.06. | 18 | 881.3606 |  | 802.6887 | 0 | 29.547 | 49.1249 | 0
08.06. | 19 | 885.3539 |  | 812.8747 | 0 | 22.914 | 49.5652 | 0
08.06. | 20 | 904.5972 |  | 836.2761 | 0 | 18.693 | 49.6281 | 0
08.06. | 21 | 899.6329 |  | 834.6536 | 0 | 15.477 | 49.5023 | 0
08.06. | 22 | 870.909 |  | 811.3061 | 0 | 9.849 | 49.7539 | 0
08.06. | 23 | 857.458 |  | 800.6691 | 0 | 7.035 | 49.7539 | 0
08.06. | 24 | 822.9243 |  | 766.964 | 0 | 5.829 | 50.1313 | 0
09.06. | 1 | 824.4716 |  | 768.5865 | 0 | 5.628 | 50.2571 | 0
09.06. | 2 | 824.5052 |  | 768.5326 | 0 | 6.03 | 49.9426 | 0
09.06. | 3 | 824.0206 |  | 769.3169 | 0 | 4.824 | 49.8797 | 0
09.06. | 4 | 827.2943 |  | 771.7237 | 0 | 5.628 | 49.9426 | 0
09.06. | 5 | 835.1118 |  | 779.5029 | 0 | 5.226 | 50.3829 | 0
09.06. | 6 | 848.4653 |  | 791.5369 | 0 | 6.231 | 50.6974 | 0
09.06. | 7 | 886.061 |  | 827.1978 | 0 | 8.04 | 50.8232 | 0
09.06. | 8 | 888.7088 |  | 830.1095 | 0 | 7.839 | 50.7603 | 0
09.06. | 9 | 890.1526 |  | 830.335 | 0 | 9.246 | 50.5716 | 0
09.06. | 10 | 884.5622 |  | 824.9087 | 0 | 9.648 | 50.0055 | 0
09.06. | 11 | 883.0388 |  | 821.4382 | 0 | 11.658 | 49.9426 | 0
09.06. | 12 | 882.1956 |  | 815.2815 | 0 | 17.286 | 49.6281 | 0
09.06. | 13 | 877.1495 |  | 808.7915 | 0 | 19.296 | 49.062 | 0
09.06. | 14 | 880.9521 |  | 810.8111 | 0 | 21.708 | 48.433 | 0
09.06. | 15 | 887.8219 |  | 812.3797 | 0 | 27.135 | 48.3072 | 0
09.06. | 16 | 896.5422 |  | 813.0463 | 0 | 34.371 | 49.1249 | 0
09.06. | 17 | 907.3932 |  | 817.0756 | 0 | 41.004 | 49.3136 | 0
09.06. | 18 | 922.5492 |  | 827.5949 | 0 | 44.823 | 50.1313 | 0
09.06. | 19 | 927.0908 |  | 831.3448 | 0 | 45.426 | 50.32 | 0
09.06. | 20 | 932.8193 |  | 836.7711 | 0 | 45.225 | 50.8232 | 0
09.06. | 21 | 934.6653 |  | 841.3053 | 0 | 42.411 | 50.949 | 0
09.06. | 22 | 929.8023 |  | 839.4573 | 0 | 39.396 | 50.949 | 0
09.06. | 23 | 925.9818 |  | 831.2271 | 0 | 43.617 | 51.1377 | 0
09.06. | 24 | 880.7231 |  | 785.7674 | 0 | 43.818 | 51.1377 | 0
10.06. | 1 | 877.3081 |  | 783.0812 | 0 | 43.215 | 51.0119 | 0
10.06. | 2 | 877.8482 |  | 783.0812 | 0 | 43.818 | 50.949 | 0
10.06. | 3 | 874.72 |  | 779.8901 | 0 | 43.818 | 51.0119 | 0
10.06. | 4 | 873.3705 |  | 777.9882 | 0 | 44.622 | 50.7603 | 0
10.06. | 5 | 871.656 |  | 780.6205 | 0 | 40.401 | 50.6345 | 0
10.06. | 6 | 875.3685 |  | 783.2528 | 0 | 41.607 | 50.5087 | 0
10.06. | 7 | 877.3767 |  | 790.2477 | 0 | 36.18 | 50.949 | 0
10.06. | 8 | 872.093 |  | 787.8409 | 0 | 33.366 | 50.8861 | 0
10.06. | 9 | 867.7295 |  | 784.5959 | 0 | 32.562 | 50.5716 | 0
10.06. | 10 | 860.4943 |  | 778.9441 | 0 | 31.356 | 50.1942 | 0
10.06. | 11 | 863.972 |  | 777.3216 | 0 | 36.582 | 50.0684 | 0
10.06. | 12 | 874.7307 |  | 780.3411 | 0 | 43.818 | 50.5716 | 0
10.06. | 13 | 884.32 |  | 779.2774 | 0 | 54.471 | 50.5716 | 0
10.06. | 14 | 893.6964 |  | 774.7971 | 0 | 68.139 | 50.7603 | 0
10.06. | 15 | 901.7038 |  | 773.5079 | 0 | 77.184 | 51.0119 | 0
10.06. | 16 | 906.9059 |  | 775.3559 | 0 | 80.601 | 50.949 | 0
10.06. | 17 | 906.3345 |  | 777.9882 | 0 | 77.586 | 50.7603 | 0
10.06. | 18 | 908.7465 |  | 777.9882 | 0 | 79.998 | 50.7603 | 0
10.06. | 19 | 913.7456 |  | 782.5224 | 0 | 80.4 | 50.8232 | 0
10.06. | 20 | 907.6123 |  | 785.4341 | 0 | 71.355 | 50.8232 | 0
10.06. | 21 | 903.7891 |  | 786.4978 | 0 | 66.531 | 50.7603 | 0
10.06. | 22 | 895.1471 |  | 785.1547 | 0 | 59.295 | 50.6974 | 0
10.06. | 23 | 884.7429 |  | 781.4587 | 0 | 52.461 | 50.8232 | 0
10.06. | 24 | 867.5097 |  | 771.0472 | 0 | 45.828 | 50.6345 | 0
11.06. | 1 | 857.554 |  | 769.3708 | 0 | 37.989 | 50.1942 | 0
11.06. | 2 | 855.8515 |  | 766.7385 | 0 | 38.793 | 50.32 | 0
11.06. | 3 | 853.9251 |  | 764.6111 | 0 | 38.994 | 50.32 | 0
11.06. | 4 | 855.3082 |  | 766.4591 | 0 | 38.592 | 50.2571 | 0
11.06. | 5 | 854.743 |  | 765.3415 | 0 | 39.396 | 50.0055 | 0
11.06. | 6 | 859.3717 |  | 772.508 | 0 | 36.984 | 49.8797 | 0
11.06. | 7 | 894.926 |  | 809.8453 | 0 | 34.572 | 50.5087 | 0
11.06. | 8 | 891.8861 |  | 813.0364 | 0 | 28.341 | 50.5087 | 0
11.06. | 9 | 878.0647 |  | 805.0317 | 0 | 22.713 | 50.32 | 0
11.06. | 10 | 860.9813 |  | 793.7281 | 0 | 17.688 | 49.5652 | 0
11.06. | 11 | 861.1738 |  | 794.8996 | 0 | 16.08 | 50.1942 | 0
11.06. | 12 | 863.0425 |  | 794.6202 | 0 | 18.291 | 50.1313 | 0
11.06. | 13 | 865.9369 |  | 792.2134 | 0 | 23.718 | 50.0055 | 0
11.06. | 14 | 883.3502 |  | 800.4436 | 0 | 32.964 | 49.9426 | 0
11.06. | 15 | 894.7256 |  | 799.8848 | 0 | 45.024 | 49.8168 | 0
11.06. | 16 | 905.7774 |  | 799.6054 | 0 | 56.481 | 49.691 | 0
11.06. | 17 | 911.3499 |  | 798.8211 | 0 | 62.712 | 49.8168 | 0
11.06. | 18 | 925.7365 |  | 807.9434 | 0 | 67.536 | 50.2571 | 0
11.06. | 19 | 928.2201 |  | 811.0806 | 0 | 67.134 | 50.0055 | 0
11.06. | 20 | 925.5559 |  | 810.1885 | 0 | 65.928 | 49.4394 | 0
11.06. | 21 | 927.7703 |  | 814.7766 | 0 | 63.114 | 49.8797 | 0
11.06. | 22 | 936.0162 |  | 827.5949 | 0 | 58.29 | 50.1313 | 0
11.06. | 23 | 938.9588 |  | 830.1095 | 0 | 58.089 | 50.7603 | 0
11.06. | 24 | 887.7915 |  | 781.4048 | 0 | 55.878 | 50.5087 | 0
12.06. | 1 | 883.4573 |  | 778.2137 | 0 | 54.672 | 50.5716 | 0
12.06. | 2 | 876.6117 |  | 769.2091 | 0 | 58.089 | 49.3136 | 0
12.06. | 3 | 877.3217 |  | 765.2975 | 0 | 63.717 | 48.3072 | 0
12.06. | 4 | 883.3485 |  | 765.0181 | 0 | 70.149 | 48.1814 | 0
12.06. | 5 | 881.8002 |  | 764.7387 | 0 | 68.943 | 48.1185 | 0
12.06. | 6 | 886.4776 |  | 775.5473 | 0 | 63.315 | 47.6153 | 0
12.06. | 7 | 958.1761 |  | 853.4768 | 0 | 57.084 | 47.6153 | 0
12.06. | 8 | 956.2476 |  | 862.7168 | 0 | 46.23 | 47.3008 | 0
12.06. | 9 | 952.9273 |  | 866.9716 | 0 | 38.592 | 47.3637 | 0
12.06. | 10 | 945.5936 |  | 864.0599 | 0 | 34.17 | 47.3637 | 0
12.06. | 11 | 938.3355 |  | 858.913 | 0 | 32.562 | 46.8605 | 0
12.06. | 12 | 943.2433 |  | 861.0943 | 0 | 34.974 | 47.175 | 0
12.06. | 13 | 940.2878 |  | 856.5062 | 0 | 36.984 | 46.7976 | 0
12.06. | 14 | 946.2103 |  | 860.4816 | 0 | 38.994 | 46.7347 | 0
12.06. | 15 | 958.4096 |  | 863.4472 | 0 | 48.039 | 46.9234 | 0
12.06. | 16 | 973.803 |  | 865.5746 | 0 | 61.305 | 46.9234 | 0
12.06. | 17 | 982.6741 |  | 864.006 | 0 | 71.556 | 47.1121 | 0
12.06. | 18 | 988.9596 |  | 866.1334 | 0 | 75.777 | 47.0492 | 0
12.06. | 19 | 995.2005 |  | 872.2362 | 0 | 75.978 | 46.9863 | 0
12.06. | 20 | 995.5895 |  | 878.8439 | 0 | 69.948 | 46.7976 | 0
12.06. | 21 | 993.8228 |  | 881.9272 | 0 | 65.727 | 46.1686 | 0
12.06. | 22 | 988.3393 |  | 882.486 | 0 | 59.496 | 46.3573 | 0
12.06. | 23 | 976.3674 |  | 874.9224 | 0 | 54.27 | 47.175 | 0
12.06. | 24 | 881.4038 |  | 780.5864 | 0 | 53.265 | 47.5524 | 0
13.06. | 1 | 878.7799 |  | 775.8267 | 0 | 55.275 | 47.6782 | 0
13.06. | 2 | 878.3058 |  | 772.7533 | 0 | 58.692 | 46.8605 | 0
13.06. | 3 | 881.3783 |  | 770.8514 | 0 | 63.918 | 46.6089 | 0
13.06. | 4 | 882.9527 |  | 770.9053 | 0 | 65.124 | 46.9234 | 0
13.06. | 5 | 888.8155 |  | 775.1601 | 0 | 66.732 | 46.9234 | 0
13.06. | 6 | 895.2663 |  | 788.7088 | 0 | 59.697 | 46.8605 | 0
13.06. | 7 | 923.1998 |  | 828.0118 | 0 | 48.642 | 46.546 | 0
13.06. | 8 | 916.0692 |  | 835.4038 | 0 | 34.371 | 46.2944 | 0
13.06. | 9 | 944.2157 |  | 869.4422 | 0 | 28.542 | 46.2315 | 0
13.06. | 10 | 927.5596 |  | 863.5649 | 0 | 17.889 | 46.1057 | 0
13.06. | 11 | 932.0982 |  | 871.3441 | 0 | 14.271 | 46.4831 | 0
13.06. | 12 | 932.2069 |  | 870.3343 | 0 | 15.075 | 46.7976 | 0
13.06. | 13 | 926.3882 |  | 862.1679 | 0 | 18.492 | 45.7283 | 0
13.06. | 14 | 908.5116 |  | 832.997 | 0 | 29.346 | 46.1686 | 0
13.06. | 15 | 916.8645 |  | 832.2666 | 0 | 37.989 | 46.6089 | 0
13.06. | 16 | 925.0197 |  | 832.7715 | 0 | 45.828 | 46.4202 | 0
13.06. | 17 | 926.6255 |  | 831.149 | 0 | 49.245 | 46.2315 | 0
13.06. | 18 | 932.3751 |  | 832.2127 | 0 | 53.868 | 46.2944 | 0
13.06. | 19 | 944.9624 |  | 843.1291 | 0 | 55.476 | 46.3573 | 0
13.06. | 20 | 970.3161 |  | 864.1237 | 0 | 59.898 | 46.2944 | 0
13.06. | 21 | 976.7809 |  | 869.7216 | 0 | 60.702 | 46.3573 | 0
13.06. | 22 | 959.8204 |  | 853.7661 | 0 | 59.697 | 46.3573 | 0
13.06. | 23 | 948.4936 |  | 844.9771 | 0 | 57.285 | 46.2315 | 0
13.06. | 24 | 901.4691 |  | 800.3017 | 0 | 54.873 | 46.2944 | 0
14.06. | 1 | 891.4699 |  | 792.5764 | 0 | 52.662 | 46.2315 | 0
14.06. | 2 | 883.284 |  | 784.7433 | 0 | 53.064 | 45.4767 | 0
14.06. | 3 | 879.105 |  | 782.562 | 0 | 51.255 | 45.288 | 0
14.06. | 4 | 882.9429 |  | 787.4295 | 0 | 49.848 | 45.6654 | 0
14.06. | 5 | 887.3193 |  | 792.748 | 0 | 48.843 | 45.7283 | 0
14.06. | 6 | 889.9402 |  | 801.537 | 0 | 42.612 | 45.7912 | 0
14.06. | 7 | 923.3726 |  | 839.6047 | 0 | 37.788 | 45.9799 | 0
14.06. | 8 | 917.9565 |  | 844.3644 | 0 | 27.738 | 45.8541 | 0
14.06. | 9 | 912.6815 |  | 845.0948 | 0 | 22.11 | 45.4767 | 0
14.06. | 10 | 905.7866 |  | 842.4086 | 0 | 18.09 | 45.288 | 0
14.06. | 11 | 903.9199 |  | 840.0018 | 0 | 18.693 | 45.2251 | 0
14.06. | 12 | 904.864 |  | 837.3156 | 0 | 22.512 | 45.0364 | 0
14.06. | 13 | 907.5847 |  | 837.6489 | 0 | 24.522 | 45.4138 | 0
14.06. | 14 | 908.4526 |  | 836.3058 | 0 | 26.733 | 45.4138 | 0
14.06. | 15 | 916.2277 |  | 837.6489 | 0 | 33.165 | 45.4138 | 0
14.06. | 16 | 920.0141 |  | 836.3597 | 0 | 37.989 | 45.6654 | 0
14.06. | 17 | 932.3069 |  | 843.3007 | 0 | 43.215 | 45.7912 | 0
14.06. | 18 | 938.6782 |  | 844.9232 | 0 | 47.838 | 45.917 | 0
14.06. | 19 | 949.8376 |  | 853.6583 | 0 | 50.451 | 45.7283 | 0
14.06. | 20 | 960.7025 |  | 858.418 | 0 | 56.682 | 45.6025 | 0
14.06. | 21 | 966.0081 |  | 861.663 | 0 | 58.491 | 45.8541 | 0
14.06. | 22 | 960.7863 |  | 860.5993 | 0 | 54.27 | 45.917 | 0
14.06. | 23 | 965.4401 |  | 868.8834 | 0 | 50.451 | 46.1057 | 0
14.06. | 24 | 898.4369 |  | 807.9731 | 0 | 44.421 | 46.0428 | 0
15.06. | 1 | 890.7278 |  | 803.5566 | 0 | 42.009 | 45.1622 | 0
15.06. | 2 | 888.8004 |  | 802.7723 | 0 | 40.803 | 45.2251 | 0
15.06. | 3 | 893.6746 |  | 805.0075 | 0 | 42.813 | 45.8541 | 0
15.06. | 4 | 894.9948 |  | 806.8555 | 0 | 42.411 | 45.7283 | 0
15.06. | 5 | 900.6902 |  | 811.0564 | 0 | 44.22 | 45.4138 | 0
15.06. | 6 | 916.2686 |  | 823.8208 | 0 | 47.034 | 45.4138 | 0
15.06. | 7 | 955.3053 |  | 868.0452 | 0 | 41.406 | 45.8541 | 0
15.06. | 8 | 954.9012 |  | 879.4126 | 0 | 29.949 | 45.5396 | 0
15.06. | 9 | 984.8621 |  | 915.3529 | 0 | 23.718 | 45.7912 | 0
15.06. | 10 | 979.67 |  | 910.9265 | 0 | 22.512 | 46.2315 | 0
15.06. | 11 | 971.8696 |  | 904.1571 | 0 | 22.11 | 45.6025 | 0
15.06. | 12 | 971.3741 |  | 900.1817 | 0 | 25.527 | 45.6654 | 0
15.06. | 13 | 977.4322 |  | 897.27 | 0 | 34.371 | 45.7912 | 0
15.06. | 14 | 953.5351 |  | 865.5845 | 0 | 42.411 | 45.5396 | 0
15.06. | 15 | 956.9205 |  | 862.9522 | 0 | 48.24 | 45.7283 | 0
15.06. | 16 | 967.2521 |  | 864.8541 | 0 | 56.481 | 45.917 | 0
15.06. | 17 | 978.9656 |  | 865.6384 | 0 | 67.536 | 45.7912 | 0
15.06. | 18 | 983.4232 |  | 862.8983 | 0 | 75.174 | 45.3509 | 0
15.06. | 19 | 996.4615 |  | 873.0843 | 0 | 77.586 | 45.7912 | 0
15.06. | 20 | 1013.7272 |  | 893.4662 | 0 | 74.973 | 45.288 | 0
15.06. | 21 | 1008.8716 |  | 890.8339 | 0 | 72.561 | 45.4767 | 0
15.06. | 22 | 988.2854 |  | 870.3981 | 0 | 72.159 | 45.7283 | 0
15.06. | 23 | 987.4339 |  | 869.7216 | 0 | 71.355 | 46.3573 | 0
15.06. | 24 | 933.1688 |  | 817.4925 | 0 | 69.948 | 45.7283 | 0
16.06. | 1 | 936.5032 |  | 818.2768 | 0 | 72.561 | 45.6654 | 0
16.06. | 2 | 936.2216 |  | 816.3749 | 0 | 74.37 | 45.4767 | 0
16.06. | 3 | 943.5979 |  | 817.9974 | 0 | 79.998 | 45.6025 | 0
16.06. | 4 | 943.6783 |  | 815.5906 | 0 | 82.611 | 45.4767 | 0
16.06. | 5 | 940.4038 |  | 818.8356 | 0 | 75.777 | 45.7912 | 0
16.06. | 6 | 936.8686 |  | 822.36 | 0 | 68.34 | 46.1686 | 0
16.06. | 7 | 965.2553 |  | 862.5551 | 0 | 56.28 | 46.4202 | 0
16.06. | 8 | 959.8748 |  | 864.5747 | 0 | 49.446 | 45.8541 | 0
16.06. | 9 | 956.926 |  | 865.81 | 0 | 45.828 | 45.288 | 0
16.06. | 10 | 952.3642 |  | 864.1237 | 0 | 42.009 | 46.2315 | 0
16.06. | 11 | 947.1039 |  | 859.9327 | 0 | 42.009 | 45.1622 | 0
16.06. | 12 | 951.3308 |  | 861.7708 | 0 | 43.014 | 46.546 | 0
16.06. | 13 | 945.7464 |  | 859.1385 | 0 | 39.999 | 46.6089 | 0
16.06. | 14 | 939.6975 |  | 854.271 | 0 | 39.195 | 46.2315 | 0
16.06. | 15 | 935.1589 |  | 846.4918 | 0 | 42.813 | 45.8541 | 0
16.06. | 16 | 945.7994 |  | 853.0357 | 0 | 46.029 | 46.7347 | 0
16.06. | 17 | 954.7817 |  | 857.3444 | 0 | 50.451 | 46.9863 | 0
16.06. | 18 | 966.97 |  | 864.2315 | 0 | 55.878 | 46.8605 | 0
16.06. | 19 | 975.497 |  | 869.3784 | 0 | 58.692 | 47.4266 | 0
16.06. | 20 | 979.716 |  | 872.0646 | 0 | 60.099 | 47.5524 | 0
16.06. | 21 | 987.3445 |  | 874.5792 | 0 | 64.521 | 48.2443 | 0
16.06. | 22 | 993.1496 |  | 876.4272 | 0 | 68.541 | 48.1814 | 0
16.06. | 23 | 990.5463 |  | 878.2213 | 0 | 64.521 | 47.804 | 0
16.06. | 24 | 934.5921 |  | 825.3696 | 0 | 61.104 | 48.1185 | 0
17.06. | 1 | 928.6089 |  | 823.0167 | 0 | 57.285 | 48.3072 | 0
17.06. | 2 | 925.6317 |  | 821.8991 | 0 | 55.677 | 48.0556 | 0
17.06. | 3 | 930.1721 |  | 822.6834 | 0 | 59.496 | 47.9927 | 0
17.06. | 4 | 933.3252 |  | 822.6834 | 0 | 62.712 | 47.9298 | 0
17.06. | 5 | 932.6699 |  | 822.1785 | 0 | 62.31 | 48.1814 | 0
17.06. | 6 | 941.3395 |  | 831.5263 | 0 | 61.506 | 48.3072 | 0
17.06. | 7 | 986.9114 |  | 881.5202 | 0 | 57.084 | 48.3072 | 0
17.06. | 8 | 981.8145 |  | 882.7555 | 0 | 51.255 | 47.804 | 0
17.06. | 9 | 972.6411 |  | 884.5496 | 0 | 40.602 | 47.4895 | 0
17.06. | 10 | 959.2207 |  | 877.888 | 0 | 33.969 | 47.3637 | 0
17.06. | 11 | 950.4384 |  | 874.9224 | 0 | 28.341 | 47.175 | 0
17.06. | 12 | 946.4403 |  | 875.7606 | 0 | 23.316 | 47.3637 | 0
17.06. | 13 | 943.0701 |  | 873.4077 | 0 | 22.11 | 47.5524 | 0
17.06. | 14 | 936.4411 |  | 868.0353 | 0 | 21.105 | 47.3008 | 0
17.06. | 15 | 944.54 |  | 873.4077 | 0 | 23.517 | 47.6153 | 0
17.06. | 16 | 949.8802 |  | 875.2557 | 0 | 27.135 | 47.4895 | 0
17.06. | 17 | 961.8125 |  | 881.2947 | 0 | 31.959 | 48.5588 | 0
17.06. | 18 | 972.5799 |  | 887.4514 | 0 | 36.381 | 48.7475 | 0
17.06. | 19 | 977.6071 |  | 889.0739 | 0 | 39.597 | 48.9362 | 0
17.06. | 20 | 997.0035 |  | 903.1814 | 0 | 44.823 | 48.9991 | 0
17.06. | 21 | 1004.0251 |  | 901.1717 | 0 | 54.672 | 48.1814 | 0
17.06. | 22 | 1008.4645 |  | 897.809 | 0 | 61.908 | 48.7475 | 0
17.06. | 23 | 1009.1847 |  | 895.6277 | 0 | 65.124 | 48.433 | 0
17.06. | 24 | 946.7145 |  | 826.6489 | 0 | 70.752 | 49.3136 | 0
18.06. | 1 | 942.4229 |  | 822.1686 | 0 | 70.752 | 49.5023 | 0
18.06. | 2 | 948.4258 |  | 823.7372 | 0 | 75.375 | 49.3136 | 0
18.06. | 3 | 952.9451 |  | 818.0315 | 0 | 86.229 | 48.6846 | 0
18.06. | 4 | 962.4886 |  | 817.9776 | 0 | 96.078 | 48.433 | 0
18.06. | 5 | 963.4003 |  | 818.3109 | 0 | 96.279 | 48.8104 | 0
18.06. | 6 | 958.5512 |  | 817.1933 | 0 | 92.862 | 48.4959 | 0
18.06. | 7 | 1015.8748 |  | 875.4713 | 0 | 91.656 | 48.7475 | 0
18.06. | 8 | 1009.0137 |  | 877.0399 | 0 | 83.415 | 48.5588 | 0
18.06. | 9 | 999.9428 |  | 881.5741 | 0 | 69.747 | 48.6217 | 0
18.06. | 10 | 991.9585 |  | 886.6671 | 0 | 56.481 | 48.8104 | 0
18.06. | 11 | 977.7587 |  | 881.1869 | 0 | 48.642 | 47.9298 | 0
18.06. | 12 | 955.0886 |  | 864.6726 | 0 | 42.612 | 47.804 | 0
18.06. | 13 | 939.698 |  | 854.2072 | 0 | 38.19 | 47.3008 | 0
18.06. | 14 | 937.2504 |  | 856.9473 | 0 | 32.562 | 47.7411 | 0
18.06. | 15 | 930.2296 |  | 853.3052 | 0 | 28.743 | 48.1814 | 0
18.06. | 16 | 936.0242 |  | 859.0109 | 0 | 28.14 | 48.8733 | 0
18.06. | 17 | 940.4383 |  | 859.859 | 0 | 32.964 | 47.6153 | 0
18.06. | 18 | 947.017 |  | 862.0403 | 0 | 36.984 | 47.9927 | 0
18.06. | 19 | 964.6293 |  | 872.9567 | 0 | 43.617 | 48.0556 | 0
18.06. | 20 | 978.7159 |  | 884.8829 | 0 | 46.029 | 47.804 | 0
18.06. | 21 | 990.7311 |  | 884.5496 | 0 | 58.692 | 47.4895 | 0
18.06. | 22 | 1013.36 |  | 887.9563 | 0 | 76.782 | 48.6217 | 0
18.06. | 23 | 1022.503 |  | 886.4955 | 0 | 86.631 | 49.3765 | 0
18.06. | 24 | 959.4184 |  | 812.8208 | 0 | 97.284 | 49.3136 | 0
19.06. | 1 | 955.0102 |  | 800.5613 | 0 | 105.324 | 49.1249 | 0
19.06. | 2 | 958.6446 |  | 798.5417 | 0 | 110.349 | 49.7539 | 0
19.06. | 3 | 955.9707 |  | 795.8555 | 0 | 110.55 | 49.5652 | 0
19.06. | 4 | 956.2107 |  | 797.7035 | 0 | 108.942 | 49.5652 | 0
19.06. | 5 | 958.7628 |  | 795.0173 | 0 | 114.369 | 49.3765 | 0
19.06. | 6 | 975.5788 |  | 810.414 | 0 | 115.977 | 49.1878 | 0
19.06. | 7 | 1030.9486 |  | 872.5057 | 0 | 109.947 | 48.4959 | 0
19.06. | 8 | 1023.3185 |  | 881.2947 | 0 | 93.465 | 48.5588 | 0
19.06. | 9 | 1002.5319 |  | 883.4221 | 0 | 70.551 | 48.5588 | 0
19.06. | 10 | 980.6565 |  | 883.3682 | 0 | 49.044 | 48.2443 | 0
19.06. | 11 | 955.593 |  | 876.0939 | 0 | 31.758 | 47.7411 | 0
19.06. | 12 | 946.7022 |  | 878.4468 | 0 | 20.703 | 47.5524 | 0
19.06. | 13 | 935.3398 |  | 872.3979 | 0 | 15.075 | 47.8669 | 0
19.06. | 14 | 933.1907 |  | 873.741 | 0 | 11.457 | 47.9927 | 0
19.06. | 15 | 930.9797 |  | 873.741 | 0 | 9.246 | 47.9927 | 0
19.06. | 16 | 933.1268 |  | 875.0841 | 0 | 10.05 | 47.9927 | 0
19.06. | 17 | 940.0436 |  | 878.6085 | 0 | 13.065 | 48.3701 | 0
19.06. | 18 | 949.1236 |  | 885.8289 | 0 | 14.673 | 48.6217 | 0
19.06. | 19 | 963.2701 |  | 901.7844 | 0 | 12.864 | 48.6217 | 0
19.06. | 20 | 970.4682 |  | 911.5832 | 0 | 10.452 | 48.433 | 0
19.06. | 21 | 970.1846 |  | 912.3675 | 0 | 9.447 | 48.3701 | 0
19.06. | 22 | 975.1847 |  | 915.5586 | 0 | 11.256 | 48.3701 | 0
19.06. | 23 | 971.0712 |  | 911.5832 | 0 | 11.055 | 48.433 | 0
19.06. | 24 | 880.6525 |  | 822.2324 | 0 | 10.05 | 48.3701 | 0
20.06. | 1 | 877.737 |  | 818.1492 | 0 | 11.658 | 47.9298 | 0
20.06. | 2 | 878.904 |  | 816.3012 | 0 | 14.673 | 47.9298 | 0
20.06. | 3 | 881.6625 |  | 815.5169 | 0 | 18.09 | 48.0556 | 0
20.06. | 4 | 877.4562 |  | 810.5955 | 0 | 19.497 | 47.3637 | 0
20.06. | 5 | 873.7196 |  | 805.5025 | 0 | 21.105 | 47.1121 | 0
20.06. | 6 | 893.4563 |  | 822.5756 | 0 | 23.517 | 47.3637 | 0
20.06. | 7 | 904.8018 |  | 831.9234 | 0 | 25.326 | 47.5524 | 0
20.06. | 8 | 913.7848 |  | 839.2615 | 0 | 27.537 | 46.9863 | 0
20.06. | 9 | 942.5537 |  | 867.251 | 0 | 27.939 | 47.3637 | 0
20.06. | 10 | 933.1933 |  | 861.0943 | 0 | 24.924 | 47.175 | 0
20.06. | 11 | 930.3686 |  | 860.6433 | 0 | 22.11 | 47.6153 | 0
20.06. | 12 | 916.4091 |  | 852.6386 | 0 | 16.281 | 47.4895 | 0
20.06. | 13 | 905.594 |  | 841.4967 | 0 | 16.482 | 47.6153 | 0
20.06. | 14 | 887.7251 |  | 816.8061 | 0 | 23.115 | 47.804 | 0
20.06. | 15 | 884.6293 |  | 810.5955 | 0 | 26.733 | 47.3008 | 0
20.06. | 16 | 884.3579 |  | 810.4239 | 0 | 26.13 | 47.804 | 0
20.06. | 17 | 886.5448 |  | 807.9632 | 0 | 31.155 | 47.4266 | 0
20.06. | 18 | 901.167 |  | 815.6885 | 0 | 37.989 | 47.4895 | 0
20.06. | 19 | 930.2026 |  | 835.34 | 0 | 47.436 | 47.4266 | 0
20.06. | 20 | 946.38 |  | 853.4768 | 0 | 45.225 | 47.6782 | 0
20.06. | 21 | 943.9897 |  | 850.0063 | 0 | 46.431 | 47.5524 | 0
20.06. | 22 | 938.8924 |  | 832.9871 | 0 | 58.29 | 47.6153 | 0
20.06. | 23 | 928.2295 |  | 826.8843 | 0 | 53.667 | 47.6782 | 0
20.06. | 24 | 898.3821 |  | 811.4337 | 0 | 39.396 | 47.5524 | 0
21.06. | 1 | 899.2894 |  | 808.522 | 0 | 43.215 | 47.5524 | 0
21.06. | 2 | 899.9919 |  | 804.4388 | 0 | 48.441 | 47.1121 | 0
21.06. | 3 | 910.8469 |  | 803.0957 | 0 | 60.702 | 47.0492 | 0
21.06. | 4 | 910.2417 |  | 801.4732 | 0 | 61.908 | 46.8605 | 0
21.06. | 5 | 896.753 |  | 804.9437 | 0 | 44.823 | 46.9863 | 0
21.06. | 6 | 915.1888 |  | 810.7671 | 0 | 57.687 | 46.7347 | 0
21.06. | 7 | 948.3547 |  | 850.6289 | 0 | 51.054 | 46.6718 | 0
21.06. | 8 | 939.1306 |  | 851.4671 | 0 | 40.803 | 46.8605 | 0
21.06. | 9 | 929.5652 |  | 850.6828 | 0 | 31.959 | 46.9234 | 0
21.06. | 10 | 914.0653 |  | 851.1877 | 0 | 16.08 | 46.7976 | 0
21.06. | 11 | 908.7209 |  | 850.4034 | 0 | 11.457 | 46.8605 | 0
21.06. | 12 | 908.0373 |  | 848.5015 | 0 | 12.864 | 46.6718 | 0
21.06. | 13 | 894.6806 |  | 836.1881 | 0 | 12.261 | 46.2315 | 0
21.06. | 14 | 881.9458 |  | 828.7422 | 0 | 7.035 | 46.1686 | 0
21.06. | 15 | 885.0697 |  | 832.0411 | 0 | 6.231 | 46.7976 | 0
21.06. | 16 | 892.1527 |  | 832.6538 | 0 | 12.261 | 47.2379 | 0
21.06. | 17 | 899.4885 |  | 833.8352 | 0 | 19.296 | 46.3573 | 0
21.06. | 18 | 915.4336 |  | 834.1146 | 0 | 34.773 | 46.546 | 0
21.06. | 19 | 933.5902 |  | 843.9673 | 0 | 43.014 | 46.6089 | 0
21.06. | 20 | 938.4918 |  | 849.8985 | 0 | 41.607 | 46.9863 | 0
21.06. | 21 | 945.4703 |  | 850.4573 | 0 | 47.838 | 47.175 | 0
21.06. | 22 | 939.9249 |  | 849.673 | 0 | 43.014 | 47.2379 | 0
21.06. | 23 | 940.6105 |  | 848.8887 | 0 | 44.421 | 47.3008 | 0
21.06. | 24 | 884.5068 |  | 791.3411 | 0 | 46.431 | 46.7347 | 0
22.06. | 1 | 892.6055 |  | 792.4048 | 0 | 53.466 | 46.7347 | 0
22.06. | 2 | 898.8572 |  | 790.2774 | 0 | 61.908 | 46.6718 | 0
22.06. | 3 | 898.3768 |  | 789.998 | 0 | 61.707 | 46.6718 | 0
22.06. | 4 | 897.6982 |  | 792.2332 | 0 | 58.29 | 47.175 | 0
22.06. | 5 | 896.9571 |  | 792.2332 | 0 | 57.486 | 47.2379 | 0
22.06. | 6 | 892.9211 |  | 802.8702 | 0 | 42.813 | 47.2379 | 0
22.06. | 7 | 931.5287 |  | 848.6632 | 0 | 35.376 | 47.4895 | 0
22.06. | 8 | 928.7156 |  | 856.0013 | 0 | 25.728 | 46.9863 | 0
22.06. | 9 | 946.5878 |  | 881.9272 | 0 | 18.492 | 46.1686 | 0
22.06. | 10 | 945.4052 |  | 880.143 | 0 | 20.1 | 45.1622 | 0
22.06. | 11 | 934.6475 |  | 875.7804 | 0 | 14.271 | 44.5961 | 0
22.06. | 12 | 932.9323 |  | 875.3833 | 0 | 12.261 | 45.288 | 0
22.06. | 13 | 926.121 |  | 870.5697 | 0 | 10.452 | 45.0993 | 0
22.06. | 14 | 885.0138 |  | 832.2765 | 0 | 7.638 | 45.0993 | 0
22.06. | 15 | 884.0754 |  | 832.4921 | 0 | 5.226 | 46.3573 | 0
22.06. | 16 | 885.5672 |  | 833.3303 | 0 | 5.628 | 46.6089 | 0
22.06. | 17 | 886.8558 |  | 832.546 | 0 | 7.638 | 46.6718 | 0
22.06. | 18 | 898.0242 |  | 840.0458 | 0 | 11.055 | 46.9234 | 0
22.06. | 19 | 904.9614 |  | 845.8153 | 0 | 12.663 | 46.4831 | 0
22.06. | 20 | 923.6314 |  | 864.6385 | 0 | 14.271 | 44.7219 | 0
22.06. | 21 | 930.5818 |  | 868.109 | 0 | 17.688 | 44.7848 | 0
22.06. | 22 | 913.2335 |  | 848.5114 | 0 | 19.497 | 45.2251 | 0
22.06. | 23 | 917.4811 |  | 848.2221 | 0 | 22.713 | 46.546 | 0
22.06. | 24 | 874.158 |  | 797.1106 | 0 | 30.753 | 46.2944 | 0
23.06. | 1 | 886.9872 |  | 794.1989 | 0 | 46.431 | 46.3573 | 0
23.06. | 2 | 893.2638 |  | 788.8804 | 0 | 58.089 | 46.2944 | 0
23.06. | 3 | 898.7398 |  | 788.15 | 0 | 63.918 | 46.6718 | 0
23.06. | 4 | 895.73 |  | 785.7432 | 0 | 63.315 | 46.6718 | 0
23.06. | 5 | 895.4193 |  | 788.0961 | 0 | 60.903 | 46.4202 | 0
23.06. | 6 | 901.9983 |  | 795.542 | 0 | 60.099 | 46.3573 | 0
23.06. | 7 | 938.7834 |  | 838.3694 | 0 | 53.868 | 46.546 | 0
23.06. | 8 | 934.6549 |  | 843.6879 | 0 | 44.421 | 46.546 | 0
23.06. | 9 | 922.532 |  | 843.6879 | 0 | 32.361 | 46.4831 | 0
23.06. | 10 | 909.1111 |  | 837.0901 | 0 | 26.733 | 45.288 | 0
23.06. | 11 | 900.5515 |  | 830.654 | 0 | 24.924 | 44.9735 | 0
23.06. | 12 | 895.3307 |  | 828.2472 | 0 | 22.11 | 44.9735 | 0
23.06. | 13 | 885.6131 |  | 822.4238 | 0 | 18.09 | 45.0993 | 0
23.06. | 14 | 876.5333 |  | 819.5121 | 0 | 11.859 | 45.1622 | 0
23.06. | 15 | 874.5596 |  | 821.0169 | 0 | 7.437 | 46.1057 | 0
23.06. | 16 | 868.5065 |  | 817.2131 | 0 | 5.628 | 45.6654 | 0
23.06. | 17 | 869.1356 |  | 816.9876 | 0 | 6.231 | 45.917 | 0
23.06. | 18 | 873.9225 |  | 821.1346 | 0 | 7.437 | 45.3509 | 0
23.06. | 19 | 880.8122 |  | 826.2276 | 0 | 9.045 | 45.5396 | 0
23.06. | 20 | 891.8415 |  | 835.0705 | 0 | 10.854 | 45.917 | 0
23.06. | 21 | 895.6249 |  | 837.8106 | 0 | 11.457 | 46.3573 | 0
23.06. | 22 | 895.2132 |  | 836.0165 | 0 | 12.462 | 46.7347 | 0
23.06. | 23 | 895.8252 |  | 834.7812 | 0 | 13.869 | 47.175 | 0
23.06. | 24 | 849.0159 |  | 786.4637 | 0 | 14.874 | 47.6782 | 0
24.06. | 1 | 854.1822 |  | 786.7431 | 0 | 19.698 | 47.7411 | 0
24.06. | 2 | 857.7057 |  | 784.1108 | 0 | 25.728 | 47.8669 | 0
24.06. | 3 | 858.3107 |  | 781.4246 | 0 | 29.145 | 47.7411 | 0
24.06. | 4 | 856.3614 |  | 779.8021 | 0 | 28.944 | 47.6153 | 0
24.06. | 5 | 857.1067 |  | 778.7384 | 0 | 30.753 | 47.6153 | 0
24.06. | 6 | 864.6091 |  | 785.6255 | 0 | 31.557 | 47.4266 | 0
24.06. | 7 | 924.4163 |  | 847.0407 | 0 | 29.949 | 47.4266 | 0
24.06. | 8 | 917.3761 |  | 849.4475 | 0 | 20.502 | 47.4266 | 0
24.06. | 9 | 912.2697 |  | 853.1974 | 0 | 11.457 | 47.6153 | 0
24.06. | 10 | 908.342 |  | 854.2072 | 0 | 6.834 | 47.3008 | 0
24.06. | 11 | 906.0504 |  | 852.3053 | 0 | 6.633 | 47.1121 | 0
24.06. | 12 | 904.2524 |  | 848.3838 | 0 | 8.442 | 47.4266 | 0
24.06. | 13 | 906.0049 |  | 848.9426 | 0 | 9.447 | 47.6153 | 0
24.06. | 14 | 903.6733 |  | 846.5358 | 0 | 9.648 | 47.4895 | 0
24.06. | 15 | 901.2382 |  | 842.732 | 0 | 11.457 | 47.0492 | 0
24.06. | 16 | 908.2846 |  | 847.4279 | 0 | 12.864 | 47.9927 | 0
24.06. | 17 | 903.6629 |  | 840.4968 | 0 | 16.683 | 46.4831 | 0
24.06. | 18 | 906.7264 |  | 839.8302 | 0 | 21.105 | 45.7912 | 0
24.06. | 19 | 922.7782 |  | 852.6386 | 0 | 22.713 | 47.4266 | 0
24.06. | 20 | 935.4023 |  | 863.7805 | 0 | 24.321 | 47.3008 | 0
24.06. | 21 | 941.3979 |  | 869.4862 | 0 | 23.919 | 47.9927 | 0
24.06. | 22 | 936.2207 |  | 864.4471 | 0 | 23.718 | 48.0556 | 0
24.06. | 23 | 930.3462 |  | 861.0844 | 0 | 20.703 | 48.5588 | 0
24.06. | 24 | 861.9863 |  | 793.7281 | 0 | 18.693 | 49.5652 | 0
25.06. | 1 | 861.292 |  | 791.3752 | 0 | 20.1 | 49.8168 | 0
25.06. | 2 | 860.1564 |  | 791.5468 | 0 | 19.296 | 49.3136 | 0
25.06. | 3 | 857.426 |  | 789.4194 | 0 | 18.693 | 49.3136 | 0
25.06. | 4 | 856.6805 |  | 786.1744 | 0 | 21.507 | 48.9991 | 0
25.06. | 5 | 853.3588 |  | 783.1549 | 0 | 21.708 | 48.4959 | 0
25.06. | 6 | 849.7249 |  | 783.8952 | 0 | 19.095 | 46.7347 | 0
25.06. | 7 | 900.2123 |  | 840.5507 | 0 | 12.864 | 46.7976 | 0
25.06. | 8 | 895.4097 |  | 841.4527 | 0 | 8.04 | 45.917 | 0
25.06. | 9 | 898.0565 |  | 845.7075 | 0 | 6.432 | 45.917 | 0
25.06. | 10 | 896.1995 |  | 845.0948 | 0 | 5.628 | 45.4767 | 0
25.06. | 11 | 884.1182 |  | 834.2961 | 0 | 5.226 | 44.5961 | 0
25.06. | 12 | 881.054 |  | 830.7178 | 0 | 6.432 | 43.9042 | 0
25.06. | 13 | 878.5117 |  | 826.5169 | 0 | 7.839 | 44.1558 | 0
25.06. | 14 | 875.6975 |  | 822.2082 | 0 | 9.648 | 43.8413 | 0
25.06. | 15 | 878.9167 |  | 822.4876 | 0 | 12.462 | 43.9671 | 0
25.06. | 16 | 878.9742 |  | 820.5857 | 0 | 14.673 | 43.7155 | 0
25.06. | 17 | 880.8471 |  | 819.2426 | 0 | 17.889 | 43.7155 | 0
25.06. | 18 | 889.6503 |  | 824.3895 | 0 | 21.105 | 44.1558 | 0
25.06. | 19 | 899.845 |  | 829.257 | 0 | 25.929 | 44.659 | 0
25.06. | 20 | 912.4659 |  | 840.1195 | 0 | 27.939 | 44.4074 | 0
25.06. | 21 | 910.3733 |  | 840.9038 | 0 | 25.125 | 44.3445 | 0
25.06. | 22 | 901.8736 |  | 838.497 | 0 | 19.095 | 44.2816 | 0
25.06. | 23 | 894.7919 |  | 832.1687 | 0 | 18.09 | 44.5332 | 0
25.06. | 24 | 816.6485 |  | 752.1657 | 0 | 19.698 | 44.7848 | 0
26.06. | 1 | 813.1977 |  | 747.9109 | 0 | 20.502 | 44.7848 | 0
26.06. | 2 | 803.8938 |  | 741.1954 | 0 | 18.291 | 44.4074 | 0
26.06. | 3 | 800.9395 |  | 739.5729 | 0 | 17.085 | 44.2816 | 0
26.06. | 4 | 801.7793 |  | 741.1415 | 0 | 16.482 | 44.1558 | 0
26.06. | 5 | 806.2799 |  | 745.7296 | 0 | 16.08 | 44.4703 | 0
26.06. | 6 | 817.9826 |  | 754.7441 | 0 | 18.894 | 44.3445 | 0
26.06. | 7 | 888.2706 |  | 827.1296 | 0 | 16.482 | 44.659 | 0
26.06. | 8 | 894.3085 |  | 835.9186 | 0 | 13.668 | 44.7219 | 0
26.06. | 9 | 895.9416 |  | 837.0362 | 0 | 13.869 | 45.0364 | 0
26.06. | 10 | 893.8239 |  | 836.7029 | 0 | 12.462 | 44.659 | 0
26.06. | 11 | 883.5976 |  | 829.2031 | 0 | 10.05 | 44.3445 | 0
26.06. | 12 | 885.5362 |  | 830.3746 | 0 | 10.251 | 44.9106 | 0
26.06. | 13 | 883.615 |  | 825.8404 | 0 | 12.864 | 44.9106 | 0
26.06. | 14 | 893.8262 |  | 829.6442 | 0 | 18.894 | 45.288 | 0
26.06. | 15 | 903.6896 |  | 830.3108 | 0 | 27.336 | 46.0428 | 0
26.06. | 16 | 912.0848 |  | 832.6637 | 0 | 33.567 | 45.8541 | 0
26.06. | 17 | 919.6589 |  | 834.0068 | 0 | 39.798 | 45.8541 | 0
26.06. | 18 | 939.8516 |  | 843.634 | 0 | 50.049 | 46.1686 | 0
26.06. | 19 | 956.7109 |  | 851.1338 | 0 | 59.094 | 46.4831 | 0
26.06. | 20 | 964.811 |  | 859.4718 | 0 | 58.29 | 47.0492 | 0
26.06. | 21 | 975.8709 |  | 872.2901 | 0 | 56.28 | 47.3008 | 0
26.06. | 22 | 972.3579 |  | 871.0647 | 0 | 54.873 | 46.4202 | 0
26.06. | 23 | 963.5617 |  | 867.3687 | 0 | 49.647 | 46.546 | 0
26.06. | 24 | 859.8397 |  | 768.2191 | 0 | 44.823 | 46.7976 | 0
27.06. | 1 | 853.4555 |  | 764.5231 | 0 | 42.009 | 46.9234 | 0
27.06. | 2 | 839.2219 |  | 754.7881 | 0 | 38.391 | 46.0428 | 0
27.06. | 3 | 837.0109 |  | 754.7881 | 0 | 36.18 | 46.0428 | 0
27.06. | 4 | 824.8833 |  | 746.2785 | 0 | 32.562 | 46.0428 | 0
27.06. | 5 | 822.5982 |  | 745.8913 | 0 | 31.356 | 45.3509 | 0
27.06. | 6 | 839.2152 |  | 758.6018 | 0 | 35.577 | 45.0364 | 0
27.06. | 7 | 892.8315 |  | 811.8407 | 0 | 35.577 | 45.4138 | 0
27.06. | 8 | 894.3539 |  | 816.6543 | 0 | 32.16 | 45.5396 | 0
27.06. | 9 | 912.8206 |  | 843.7517 | 0 | 23.718 | 45.3509 | 0
27.06. | 10 | 908.9799 |  | 847.2222 | 0 | 16.281 | 45.4767 | 0
27.06. | 11 | 906.9908 |  | 849.4035 | 0 | 11.859 | 45.7283 | 0
27.06. | 12 | 907.6525 |  | 850.4672 | 0 | 11.457 | 45.7283 | 0
27.06. | 13 | 903.2925 |  | 841.9136 | 0 | 17.286 | 44.0929 | 0
27.06. | 14 | 877.116 |  | 807.3703 | 0 | 25.527 | 44.2187 | 0
27.06. | 15 | 885.4364 |  | 806.3066 | 0 | 34.974 | 44.1558 | 0
27.06. | 16 | 895.1324 |  | 806.9193 | 0 | 43.617 | 44.5961 | 0
27.06. | 17 | 894.9595 |  | 804.0076 | 0 | 46.23 | 44.7219 | 0
27.06. | 18 | 899.2362 |  | 809.1006 | 0 | 45.225 | 44.9106 | 0
27.06. | 19 | 901.2081 |  | 814.5907 | 0 | 42.21 | 44.4074 | 0
27.06. | 20 | 916.3345 |  | 829.4286 | 0 | 42.813 | 44.0929 | 0
27.06. | 21 | 923.6871 |  | 837.2078 | 0 | 42.009 | 44.4703 | 0
27.06. | 22 | 903.028 |  | 819.3504 | 0 | 39.396 | 44.2816 | 0
27.06. | 23 | 901.1725 |  | 817.3308 | 0 | 38.994 | 44.8477 | 0
27.06. | 24 | 836.6893 |  | 752.3813 | 0 | 38.391 | 45.917 | 0
28.06. | 1 | 833.936 |  | 750.7588 | 0 | 37.386 | 45.7912 | 0
28.06. | 2 | 827.106 |  | 745.3864 | 0 | 36.18 | 45.5396 | 0
28.06. | 3 | 824.847 |  | 744.7737 | 0 | 34.974 | 45.0993 | 0
28.06. | 4 | 825.8281 |  | 746.6217 | 0 | 34.17 | 45.0364 | 0
28.06. | 5 | 822.787 |  | 746.8472 | 0 | 31.155 | 44.7848 | 0
28.06. | 6 | 821.9666 |  | 748.8668 | 0 | 28.944 | 44.1558 | 0
28.06. | 7 | 879.375 |  | 807.983 | 0 | 26.733 | 44.659 | 0
28.06. | 8 | 883.9442 |  | 819.7376 | 0 | 19.296 | 44.9106 | 0
28.06. | 9 | 884.2322 |  | 822.1983 | 0 | 16.683 | 45.3509 | 0
28.06. | 10 | 880.5732 |  | 823.0365 | 0 | 12.06 | 45.4767 | 0
28.06. | 11 | 880.2092 |  | 826.2276 | 0 | 8.442 | 45.5396 | 0
28.06. | 12 | 866.5545 |  | 814.0319 | 0 | 8.241 | 44.2816 | 0
28.06. | 13 | 875.5059 |  | 819.9532 | 0 | 9.447 | 46.1057 | 0
28.06. | 14 | 880.757 |  | 821.0708 | 0 | 13.266 | 46.4202 | 0
28.06. | 15 | 887.1196 |  | 819.5561 | 0 | 20.703 | 46.8605 | 0
28.06. | 16 | 895.8442 |  | 820.1149 | 0 | 28.743 | 46.9863 | 0
28.06. | 17 | 913.2824 |  | 825.154 | 0 | 41.205 | 46.9234 | 0
28.06. | 18 | 922.6122 |  | 827.3353 | 0 | 48.039 | 47.2379 | 0
28.06. | 19 | 925.411 |  | 832.3205 | 0 | 46.23 | 46.8605 | 0
28.06. | 20 | 927.5167 |  | 837.9184 | 0 | 42.612 | 46.9863 | 0
28.06. | 21 | 927.0759 |  | 840.3791 | 0 | 39.396 | 47.3008 | 0
28.06. | 22 | 924.8201 |  | 840.0458 | 0 | 37.788 | 46.9863 | 0
28.06. | 23 | 925.7883 |  | 839.8203 | 0 | 38.793 | 47.175 | 0
28.06. | 24 | 858.004 |  | 778.4051 | 0 | 32.361 | 47.2379 | 0
29.06. | 1 | 852.0837 |  | 776.0522 | 0 | 28.542 | 47.4895 | 0
29.06. | 2 | 847.2921 |  | 773.0327 | 0 | 27.336 | 46.9234 | 0
29.06. | 3 | 843.8793 |  | 771.969 | 0 | 24.924 | 46.9863 | 0
29.06. | 4 | 835.7207 |  | 766.876 | 0 | 22.11 | 46.7347 | 0
29.06. | 5 | 836.7018 |  | 768.724 | 0 | 21.306 | 46.6718 | 0
29.06. | 6 | 844.9258 |  | 780.7041 | 0 | 17.487 | 46.7347 | 0
29.06. | 7 | 888.1074 |  | 827.2275 | 0 | 14.271 | 46.6089 | 0
29.06. | 8 | 895.2117 |  | 837.4234 | 0 | 12.06 | 45.7283 | 0
29.06. | 9 | 923.6642 |  | 870.2364 | 0 | 8.643 | 44.7848 | 0
29.06. | 10 | 919.4596 |  | 868.2168 | 0 | 5.829 | 45.4138 | 0
29.06. | 11 | 905.0947 |  | 855.624 | 0 | 4.623 | 44.8477 | 0
29.06. | 12 | 892.6497 |  | 843.6439 | 0 | 4.221 | 44.7848 | 0
29.06. | 13 | 888.1603 |  | 839.443 | 0 | 3.618 | 45.0993 | 0
29.06. | 14 | 861.1422 |  | 810.326 | 0 | 5.025 | 45.7912 | 0
29.06. | 15 | 865.4624 |  | 811.8308 | 0 | 6.834 | 46.7976 | 0
29.06. | 16 | 867.1179 |  | 812.5073 | 0 | 8.442 | 46.1686 | 0
29.06. | 17 | 867.0682 |  | 810.2083 | 0 | 10.251 | 46.6089 | 0
29.06. | 18 | 871.7392 |  | 810.821 | 0 | 13.869 | 47.0492 | 0
29.06. | 19 | 882.3792 |  | 817.4287 | 0 | 18.09 | 46.8605 | 0
29.06. | 20 | 905.4861 |  | 836.8547 | 0 | 21.708 | 46.9234 | 0
29.06. | 21 | 908.6784 |  | 843.0114 | 0 | 18.492 | 47.175 | 0
29.06. | 22 | 885.0491 |  | 825.4873 | 0 | 12.261 | 47.3008 | 0
29.06. | 23 | 887.2986 |  | 828.6146 | 0 | 10.251 | 48.433 | 0
29.06. | 24 | 833.9606 |  | 776.0423 | 0 | 9.045 | 48.8733 | 0
30.06. | 1 | 829.4083 |  | 771.8414 | 0 | 8.442 | 49.1249 | 0
30.06. | 2 | 820.2499 |  | 764.3416 | 0 | 7.035 | 48.8733 | 0
30.06. | 3 | 817.5404 |  | 764.3955 | 0 | 4.02 | 49.1249 | 0
30.06. | 4 | 822.034 |  | 767.5327 | 0 | 5.628 | 48.8733 | 0
30.06. | 5 | 826.7734 |  | 771.0032 | 0 | 6.834 | 48.9362 | 0
30.06. | 6 | 832.0919 |  | 776.3217 | 0 | 6.834 | 48.9362 | 0
30.06. | 7 | 879.4945 |  | 822.8451 | 0 | 7.839 | 48.8104 | 0
30.06. | 8 | 888.8374 |  | 831.4086 | 0 | 8.241 | 49.1878 | 0
30.06. | 9 | 886.3548 |  | 826.9283 | 0 | 10.05 | 49.3765 | 0
30.06. | 10 | 891.2039 |  | 828.0459 | 0 | 13.467 | 49.691 | 0
30.06. | 11 | 900.1206 |  | 821.1588 | 0 | 29.145 | 49.8168 | 0
30.06. | 12 | 917.1708 |  | 818.2471 | 0 | 49.044 | 49.8797 | 0
30.06. | 13 | 921.5373 |  | 817.4628 | 0 | 54.069 | 50.0055 | 0
30.06. | 14 | 914.0165 |  | 815.2815 | 0 | 49.044 | 49.691 | 0
30.06. | 15 | 906.9009 |  | 813.3796 | 0 | 44.019 | 49.5023 | 0
30.06. | 16 | 895.8783 |  | 810.3601 | 0 | 36.582 | 48.9362 | 0
30.06. | 17 | 891.1978 |  | 812.262 | 0 | 29.748 | 49.1878 | 0
30.06. | 18 | 892.4953 |  | 818.9236 | 0 | 24.321 | 49.2507 | 0
30.06. | 19 | 903.7532 |  | 835.7712 | 0 | 18.291 | 49.691 | 0
30.06. | 20 | 912.8105 |  | 847.8052 | 0 | 14.874 | 50.1313 | 0
30.06. | 21 | 918.0932 |  | 851.5551 | 0 | 16.281 | 50.2571 | 0
30.06. | 22 | 918.9191 |  | 852.3933 | 0 | 16.08 | 50.4458 | 0
30.06. | 23 | 913.3297 |  | 845.6239 | 0 | 17.889 | 49.8168 | 0
30.06. | 24 | 856.5297 |  | 788.4096 | 0 | 18.492 | 49.6281 | 0
01.07. | 1 | 850.1928 |  | 781.0814 | 0 | 20.301 | 48.8104 | 0
01.07. | 2 | 840.5282 |  | 769.1552 | 0 | 22.311 | 49.062 | 0
01.07. | 3 | 837.6068 |  | 764.4494 | 0 | 23.718 | 49.4394 | 0
01.07. | 4 | 837.9847 |  | 761.9887 | 0 | 26.934 | 49.062 | 0
01.07. | 5 | 843.8388 |  | 763.1063 | 0 | 31.356 | 49.3765 | 0
01.07. | 6 | 861.6324 |  | 774.807 | 0 | 37.386 | 49.4394 | 0
01.07. | 7 | 929.3528 |  | 837.5653 | 0 | 42.411 | 49.3765 | 0
01.07. | 8 | 942.4501 |  | 843.227 | 0 | 50.853 | 48.3701 | 0
01.07. | 9 | 956.1728 |  | 849.6631 | 0 | 57.888 | 48.6217 | 0
01.07. | 10 | 957.4773 |  | 846.923 | 0 | 62.31 | 48.2443 | 0
01.07. | 11 | 949.3374 |  | 842.3888 | 0 | 58.893 | 48.0556 | 0
01.07. | 12 | 952.8056 |  | 843.2809 | 0 | 60.903 | 48.6217 | 0
01.07. | 13 | 952.1459 |  | 839.531 | 0 | 64.119 | 48.4959 | 0
01.07. | 14 | 955.8835 |  | 843.2809 | 0 | 63.918 | 48.6846 | 0
01.07. | 15 | 952.5004 |  | 838.8545 | 0 | 64.521 | 49.1249 | 0
01.07. | 16 | 941.7315 |  | 834.1047 | 0 | 59.697 | 47.9298 | 0
01.07. | 17 | 931.9253 |  | 837.1242 | 0 | 46.431 | 48.3701 | 0
01.07. | 18 | 927.5776 |  | 841.8201 | 0 | 36.381 | 49.3765 | 0
01.07. | 19 | 929.2482 |  | 847.4081 | 0 | 30.954 | 50.8861 | 0
01.07. | 20 | 939.3855 |  | 855.1334 | 0 | 33.366 | 50.8861 | 0
01.07. | 21 | 952.582 |  | 862.2999 | 0 | 39.396 | 50.8861 | 0
01.07. | 22 | 962.3942 |  | 862.0744 | 0 | 49.245 | 51.0748 | 0
01.07. | 23 | 965.2821 |  | 858.1529 | 0 | 55.677 | 51.4522 | 0
01.07. | 24 | 881.1516 |  | 771.2727 | 0 | 59.496 | 50.3829 | 0
02.07. | 1 | 871.1178 |  | 764.9444 | 0 | 55.476 | 50.6974 | 0
02.07. | 2 | 866.6535 |  | 761.8611 | 0 | 53.466 | 51.3264 | 0
02.07. | 3 | 864.6286 |  | 762.4738 | 0 | 50.451 | 51.7038 | 0
02.07. | 4 | 869.0866 |  | 768.3511 | 0 | 48.843 | 51.8925 | 0
02.07. | 5 | 862.4315 |  | 763.2042 | 0 | 47.838 | 51.3893 | 0
02.07. | 6 | 866.1102 |  | 761.5817 | 0 | 53.265 | 51.2635 | 0
02.07. | 7 | 928.5469 |  | 821.9332 | 0 | 55.476 | 51.1377 | 0
02.07. | 8 | 927.1354 |  | 827.3694 | 0 | 49.446 | 50.32 | 0
02.07. | 9 | 936.9935 |  | 839.124 | 0 | 47.235 | 50.6345 | 0
02.07. | 10 | 938.3517 |  | 844.1631 | 0 | 43.617 | 50.5716 | 0
02.07. | 11 | 932.0988 |  | 843.3249 | 0 | 38.391 | 50.3829 | 0
02.07. | 12 | 931.6232 |  | 842.8739 | 0 | 37.989 | 50.7603 | 0
02.07. | 13 | 936.0462 |  | 841.5308 | 0 | 43.818 | 50.6974 | 0
02.07. | 14 | 934.8422 |  | 838.8446 | 0 | 45.426 | 50.5716 | 0
02.07. | 15 | 924.2114 |  | 834.0948 | 0 | 40.803 | 49.3136 | 0
02.07. | 16 | 928.7286 |  | 840.972 | 0 | 37.185 | 50.5716 | 0
02.07. | 17 | 928.2313 |  | 843.9915 | 0 | 33.165 | 51.0748 | 0
02.07. | 18 | 923.1844 |  | 843.1533 | 0 | 29.145 | 50.8861 | 0
02.07. | 19 | 922.1207 |  | 842.0896 | 0 | 29.145 | 50.8861 | 0
02.07. | 20 | 929.6124 |  | 848.5257 | 0 | 29.949 | 51.1377 | 0
02.07. | 21 | 929.0106 |  | 851.4913 | 0 | 26.13 | 51.3893 | 0
02.07. | 22 | 926.7031 |  | 851.5452 | 0 | 23.517 | 51.6409 | 0
02.07. | 23 | 920.5109 |  | 849.0845 | 0 | 20.1 | 51.3264 | 0
02.07. | 24 | 844.8785 |  | 775.9147 | 0 | 17.889 | 51.0748 | 0
03.07. | 1 | 843.2138 |  | 772.1648 | 0 | 20.1 | 50.949 | 0
03.07. | 2 | 840.0207 |  | 771.6599 | 0 | 17.286 | 51.0748 | 0
03.07. | 3 | 831.9934 |  | 769.4247 | 0 | 12.06 | 50.5087 | 0
03.07. | 4 | 823.789 |  | 765.3415 | 0 | 8.442 | 50.0055 | 0
03.07. | 5 | 818.9964 |  | 763.6651 | 0 | 5.829 | 49.5023 | 0
03.07. | 6 | 825.1654 |  | 771.0032 | 0 | 5.226 | 48.9362 | 0
03.07. | 7 | 892.2591 |  | 839.9182 | 0 | 3.216 | 49.1249 | 0
03.07. | 8 | 899.696 |  | 848.5994 | 0 | 2.412 | 48.6846 | 0
03.07. | 9 | 903.7083 |  | 853.7562 | 0 | 2.211 | 47.7411 | 0
03.07. | 10 | 905.7802 |  | 855.0993 | 0 | 2.814 | 47.8669 | 0
03.07. | 11 | 912.6378 |  | 858.8393 | 0 | 4.422 | 49.3765 | 0
03.07. | 12 | 892.6688 |  | 834.7614 | 0 | 7.839 | 50.0684 | 0
03.07. | 13 | 898.5513 |  | 838.2319 | 0 | 10.251 | 50.0684 | 0
03.07. | 14 | 904.2173 |  | 841.423 | 0 | 12.663 | 50.1313 | 0
03.07. | 15 | 903.9805 |  | 839.8544 | 0 | 13.869 | 50.2571 | 0
03.07. | 16 | 916.4407 |  | 846.8493 | 0 | 18.894 | 50.6974 | 0
03.07. | 17 | 918.9502 |  | 845.4523 | 0 | 23.115 | 50.3829 | 0
03.07. | 18 | 928.593 |  | 847.8591 | 0 | 30.351 | 50.3829 | 0
03.07. | 19 | 947.1876 |  | 863.5891 | 0 | 32.964 | 50.6345 | 0
03.07. | 20 | 949.7277 |  | 866.1675 | 0 | 33.366 | 50.1942 | 0
03.07. | 21 | 946.3147 |  | 860.7951 | 0 | 35.577 | 49.9426 | 0
03.07. | 22 | 945.9923 |  | 864.0401 | 0 | 31.758 | 50.1942 | 0
03.07. | 23 | 928.0942 |  | 852.2855 | 0 | 25.929 | 49.8797 | 0
03.07. | 24 | 834.9841 |  | 762.6553 | 0 | 22.512 | 49.8168 | 0
04.07. | 1 | 830.9795 |  | 761.9788 | 0 | 18.492 | 50.5087 | 0
04.07. | 2 | 829.6897 |  | 759.7975 | 0 | 19.698 | 50.1942 | 0
04.07. | 3 | 833.2251 |  | 760.5818 | 0 | 22.512 | 50.1313 | 0
04.07. | 4 | 836.6548 |  | 758.3466 | 0 | 28.743 | 49.5652 | 0
04.07. | 5 | 840.54 |  | 759.5819 | 0 | 31.959 | 48.9991 | 0
04.07. | 6 | 855.7154 |  | 773.6894 | 0 | 32.964 | 49.062 | 0
04.07. | 7 | 896.6469 |  | 817.4089 | 0 | 29.547 | 49.691 | 0
04.07. | 8 | 899.6698 |  | 826.1979 | 0 | 23.718 | 49.7539 | 0
04.07. | 9 | 930.4942 |  | 857.5501 | 0 | 23.316 | 49.6281 | 0
04.07. | 10 | 925.8447 |  | 849.1582 | 0 | 27.939 | 48.7475 | 0
04.07. | 11 | 930.3055 |  | 846.6975 | 0 | 35.175 | 48.433 | 0
04.07. | 12 | 927.6224 |  | 840.9379 | 0 | 39.195 | 47.4895 | 0
04.07. | 13 | 926.75 |  | 838.0801 | 0 | 40.803 | 47.8669 | 0
04.07. | 14 | 908.3955 |  | 815.5169 | 0 | 44.823 | 48.0556 | 0
04.07. | 15 | 915.0429 |  | 816.1835 | 0 | 50.049 | 48.8104 | 0
04.07. | 16 | 918.7174 |  | 815.6247 | 0 | 54.471 | 48.6217 | 0
04.07. | 17 | 929.0034 |  | 822.8451 | 0 | 57.285 | 48.8733 | 0
04.07. | 18 | 929.0653 |  | 824.1882 | 0 | 55.878 | 48.9991 | 0
04.07. | 19 | 934.6895 |  | 833.8693 | 0 | 51.255 | 49.5652 | 0
04.07. | 20 | 950.6341 |  | 845.0651 | 0 | 55.878 | 49.691 | 0
04.07. | 21 | 954.6446 |  | 847.5797 | 0 | 56.682 | 50.3829 | 0
04.07. | 22 | 939.9182 |  | 835.428 | 0 | 53.667 | 50.8232 | 0
04.07. | 23 | 938.4876 |  | 832.9035 | 0 | 54.069 | 51.5151 | 0
04.07. | 24 | 875.1382 |  | 773.5618 | 0 | 50.25 | 51.3264 | 0
05.07. | 1 | 866.8485 |  | 769.9197 | 0 | 45.225 | 51.7038 | 0
05.07. | 2 | 862.3621 |  | 761.6895 | 0 | 48.843 | 51.8296 | 0
05.07. | 3 | 861.5081 |  | 763.763 | 0 | 46.23 | 51.5151 | 0
05.07. | 4 | 854.7674 |  | 763.4297 | 0 | 40.2 | 51.1377 | 0
05.07. | 5 | 848.9165 |  | 762.5915 | 0 | 35.376 | 50.949 | 0
05.07. | 6 | 858.6858 |  | 778.8803 | 0 | 28.542 | 51.2635 | 0
05.07. | 7 | 907.403 |  | 833.0751 | 0 | 23.316 | 51.0119 | 0
05.07. | 8 | 905.8559 |  | 835.7613 | 0 | 18.894 | 51.2006 | 0
05.07. | 9 | 898.9697 |  | 836.2123 | 0 | 12.06 | 50.6974 | 0
05.07. | 10 | 890.2113 |  | 831.3987 | 0 | 8.241 | 50.5716 | 0
05.07. | 11 | 892.9278 |  | 832.7957 | 0 | 9.246 | 50.8861 | 0
05.07. | 12 | 895.8654 |  | 831.1732 | 0 | 13.869 | 50.8232 | 0
05.07. | 13 | 898.2635 |  | 830.4428 | 0 | 16.683 | 51.1377 | 0
05.07. | 14 | 893.1806 |  | 823.7273 | 0 | 18.693 | 50.7603 | 0
05.07. | 15 | 894.1396 |  | 820.4284 | 0 | 23.517 | 50.1942 | 0
05.07. | 16 | 894.8725 |  | 816.0119 | 0 | 29.547 | 49.3136 | 0
05.07. | 17 | 901.5881 |  | 815.2276 | 0 | 36.984 | 49.3765 | 0
05.07. | 18 | 906.836 |  | 816.0658 | 0 | 41.205 | 49.5652 | 0
05.07. | 19 | 906.0666 |  | 814.6688 | 0 | 42.21 | 49.1878 | 0
05.07. | 20 | 916.3309 |  | 825.3597 | 0 | 41.406 | 49.5652 | 0
05.07. | 21 | 919.7551 |  | 831.1193 | 0 | 38.19 | 50.4458 | 0
05.07. | 22 | 921.1762 |  | 836.1584 | 0 | 34.572 | 50.4458 | 0
05.07. | 23 | 918.9294 |  | 834.5898 | 0 | 33.768 | 50.5716 | 0
05.07. | 24 | 852.5663 |  | 769.5325 | 0 | 31.959 | 51.0748 | 0
06.07. | 1 | 852.9357 |  | 768.2433 | 0 | 33.366 | 51.3264 | 0
06.07. | 2 | 853.4519 |  | 770.0913 | 0 | 32.16 | 51.2006 | 0
06.07. | 3 | 854.3743 |  | 770.8756 | 0 | 32.361 | 51.1377 | 0
06.07. | 4 | 852.8867 |  | 768.9737 | 0 | 32.964 | 50.949 | 0
06.07. | 5 | 859.0082 |  | 775.6353 | 0 | 32.361 | 51.0119 | 0
06.07. | 6 | 867.423 |  | 785.8851 | 0 | 31.155 | 50.3829 | 0
06.07. | 7 | 918.9274 |  | 837.276 | 0 | 30.954 | 50.6974 | 0
06.07. | 8 | 926.2551 |  | 848.2463 | 0 | 26.934 | 51.0748 | 0
06.07. | 9 | 943.6842 |  | 874.0545 | 0 | 18.492 | 51.1377 | 0
06.07. | 10 | 932.0867 |  | 868.1233 | 0 | 13.266 | 50.6974 | 0
06.07. | 11 | 916.77 |  | 853.7364 | 0 | 12.462 | 50.5716 | 0
06.07. | 12 | 908.0482 |  | 844.8396 | 0 | 13.266 | 49.9426 | 0
06.07. | 13 | 907.1587 |  | 840.972 | 0 | 15.678 | 50.5087 | 0
06.07. | 14 | 877.8898 |  | 804.8062 | 0 | 22.512 | 50.5716 | 0
06.07. | 15 | 884.3661 |  | 805.2033 | 0 | 29.346 | 49.8168 | 0
06.07. | 16 | 903.1881 |  | 816.3353 | 0 | 35.778 | 51.0748 | 0
06.07. | 17 | 900.3652 |  | 808.8894 | 0 | 40.401 | 51.0748 | 0
06.07. | 18 | 909.8211 |  | 816.3353 | 0 | 42.411 | 51.0748 | 0
06.07. | 19 | 915.8349 |  | 822.6636 | 0 | 42.411 | 50.7603 | 0
06.07. | 20 | 945.3752 |  | 849.3639 | 0 | 44.622 | 51.3893 | 0
06.07. | 21 | 942.2906 |  | 843.5405 | 0 | 47.235 | 51.5151 | 0
06.07. | 22 | 903.8792 |  | 808.7717 | 0 | 43.215 | 51.8925 | 0
06.07. | 23 | 894.6126 |  | 802.2179 | 0 | 39.999 | 52.3957 | 0
06.07. | 24 | 831.751 |  | 742.3713 | 0 | 36.984 | 52.3957 | 0
07.07. | 1 | 821.4073 |  | 732.7441 | 0 | 36.582 | 52.0812 | 0
07.07. | 2 | 819.5145 |  | 730.5628 | 0 | 37.185 | 51.7667 | 0
07.07. | 3 | 808.1919 |  | 720.7101 | 0 | 35.778 | 51.7038 | 0
07.07. | 4 | 807.2663 |  | 719.6464 | 0 | 35.979 | 51.6409 | 0
07.07. | 5 | 817.5956 |  | 728.607 | 0 | 37.788 | 51.2006 | 0
07.07. | 6 | 824.6054 |  | 736.1706 | 0 | 37.989 | 50.4458 | 0
07.07. | 7 | 856.0622 |  | 768.5326 | 0 | 37.587 | 49.9426 | 0
07.07. | 8 | 861.2244 |  | 782.8656 | 0 | 28.542 | 49.8168 | 0
07.07. | 9 | 857.3934 |  | 788.1302 | 0 | 19.698 | 49.5652 | 0
07.07. | 10 | 852.4132 |  | 788.4635 | 0 | 14.07 | 49.8797 | 0
07.07. | 11 | 850.8206 |  | 787.787 | 0 | 12.462 | 50.5716 | 0
07.07. | 12 | 846.6506 |  | 784.3704 | 0 | 11.457 | 50.8232 | 0
07.07. | 13 | 850.6308 |  | 788.1742 | 0 | 11.256 | 51.2006 | 0
07.07. | 14 | 851.0935 |  | 786.5517 | 0 | 13.467 | 51.0748 | 0
07.07. | 15 | 856.7541 |  | 787.8409 | 0 | 18.09 | 50.8232 | 0
07.07. | 16 | 867.8332 |  | 790.3016 | 0 | 26.331 | 51.2006 | 0
07.07. | 17 | 881.1949 |  | 795.8995 | 0 | 33.969 | 51.3264 | 0
07.07. | 18 | 889.6717 |  | 798.8112 | 0 | 39.597 | 51.2635 | 0
07.07. | 19 | 899.3649 |  | 807.7619 | 0 | 39.396 | 52.207 | 0
07.07. | 20 | 915.0597 |  | 823.9968 | 0 | 38.793 | 52.2699 | 0
07.07. | 21 | 917.2219 |  | 829.0359 | 0 | 35.979 | 52.207 | 0
07.07. | 22 | 925.8022 |  | 833.3446 | 0 | 39.999 | 52.4586 | 0
07.07. | 23 | 925.0014 |  | 833.624 | 0 | 38.793 | 52.5844 | 0
07.07. | 24 | 873.2234 |  | 780.439 | 0 | 40.2 | 52.5844 | 0
08.07. | 1 | 878.0116 |  | 778.8704 | 0 | 46.431 | 52.7102 | 0
08.07. | 2 | 884.0993 |  | 781.2772 | 0 | 50.049 | 52.7731 | 0
08.07. | 3 | 878.3081 |  | 780.1596 | 0 | 45.627 | 52.5215 | 0
08.07. | 4 | 877.6909 |  | 783.8017 | 0 | 41.808 | 52.0812 | 0
08.07. | 5 | 871.5473 |  | 781.6303 | 0 | 39.597 | 50.32 | 0
08.07. | 6 | 882.846 |  | 793.331 | 0 | 39.195 | 50.32 | 0
08.07. | 7 | 955.841 |  | 869.6281 | 0 | 34.572 | 51.6409 | 0
08.07. | 8 | 950.1172 |  | 872.7114 | 0 | 26.331 | 51.0748 | 0
08.07. | 9 | 940.1973 |  | 872.6036 | 0 | 17.085 | 50.5087 | 0
08.07. | 10 | 932.9409 |  | 870.3585 | 0 | 11.256 | 51.3264 | 0
08.07. | 11 | 926.2848 |  | 866.5547 | 0 | 8.844 | 50.8861 | 0
08.07. | 12 | 919.1083 |  | 861.9666 | 0 | 6.633 | 50.5087 | 0
08.07. | 13 | 907.5382 |  | 850.0943 | 0 | 6.432 | 51.0119 | 0
08.07. | 14 | 898.9438 |  | 840.7465 | 0 | 7.437 | 50.7603 | 0
08.07. | 15 | 897.0226 |  | 836.2123 | 0 | 10.05 | 50.7603 | 0
08.07. | 16 | 902.624 |  | 837.7171 | 0 | 13.266 | 51.6409 | 0
08.07. | 17 | 906.4723 |  | 837.771 | 0 | 16.683 | 52.0183 | 0
08.07. | 18 | 918.4186 |  | 845.4963 | 0 | 20.904 | 52.0183 | 0
08.07. | 19 | 936.6826 |  | 860.0548 | 0 | 24.924 | 51.7038 | 0
08.07. | 20 | 939.0446 |  | 862.1283 | 0 | 25.527 | 51.3893 | 0
08.07. | 21 | 948.7809 |  | 868.5105 | 0 | 28.944 | 51.3264 | 0
08.07. | 22 | 952.1633 |  | 869.9075 | 0 | 30.552 | 51.7038 | 0
08.07. | 23 | 953.2887 |  | 868.0056 | 0 | 33.768 | 51.5151 | 0
08.07. | 24 | 882.24 |  | 787.7232 | 0 | 42.813 | 51.7038 | 0
09.07. | 1 | 883.7985 |  | 789.7329 | 0 | 41.607 | 52.4586 | 0
09.07. | 2 | 880.2422 |  | 786.7673 | 0 | 41.205 | 52.2699 | 0
09.07. | 3 | 879.1066 |  | 786.9389 | 0 | 40.401 | 51.7667 | 0
09.07. | 4 | 873.1687 |  | 783.64 | 0 | 38.391 | 51.1377 | 0
09.07. | 5 | 872.5657 |  | 783.64 | 0 | 37.788 | 51.1377 | 0
09.07. | 6 | 886.3829 |  | 792.7084 | 0 | 42.411 | 51.2635 | 0
09.07. | 7 | 949.4509 |  | 854.4569 | 0 | 43.416 | 51.578 | 0
09.07. | 8 | 945.5612 |  | 858.6578 | 0 | 35.577 | 51.3264 | 0
09.07. | 9 | 943.5601 |  | 866.1037 | 0 | 26.13 | 51.3264 | 0
09.07. | 10 | 935.6288 |  | 865.0939 | 0 | 18.894 | 51.6409 | 0
09.07. | 11 | 924.0649 |  | 859.1088 | 0 | 14.07 | 50.8861 | 0
09.07. | 12 | 922.4954 |  | 862.2361 | 0 | 8.241 | 52.0183 | 0
09.07. | 13 | 923.026 |  | 864.7507 | 0 | 5.628 | 52.6473 | 0
09.07. | 14 | 918.3473 |  | 859.6577 | 0 | 6.231 | 52.4586 | 0
09.07. | 15 | 920.0608 |  | 858.3685 | 0 | 9.045 | 52.6473 | 0
09.07. | 16 | 923.7156 |  | 858.594 | 0 | 12.663 | 52.4586 | 0
09.07. | 17 | 928.0443 |  | 858.9273 | 0 | 16.281 | 52.836 | 0
09.07. | 18 | 932.1566 |  | 859.9371 | 0 | 19.698 | 52.5215 | 0
09.07. | 19 | 937.8182 |  | 859.8832 | 0 | 25.728 | 52.207 | 0
09.07. | 20 | 951.115 |  | 868.1673 | 0 | 30.552 | 52.3957 | 0
09.07. | 21 | 958.6716 |  | 871.9172 | 0 | 34.17 | 52.5844 | 0
09.07. | 22 | 959.4127 |  | 871.9172 | 0 | 34.974 | 52.5215 | 0
09.07. | 23 | 953.4315 |  | 866.8781 | 0 | 33.969 | 52.5844 | 0
09.07. | 24 | 875.9008 |  | 788.6692 | 0 | 34.773 | 52.4586 | 0
10.07. | 1 | 873.609 |  | 782.4586 | 0 | 39.195 | 51.9554 | 0
10.07. | 2 | 878.7783 |  | 778.7087 | 0 | 48.24 | 51.8296 | 0
10.07. | 3 | 879.1813 |  | 777.3656 | 0 | 50.049 | 51.7667 | 0
10.07. | 4 | 875.1929 |  | 779.9979 | 0 | 43.617 | 51.578 | 0
10.07. | 5 | 874.3662 |  | 784.8115 | 0 | 37.788 | 51.7667 | 0
10.07. | 6 | 885.8169 |  | 797.2426 | 0 | 37.185 | 51.3893 | 0
10.07. | 7 | 962.9717 |  | 875.226 | 0 | 35.979 | 51.7667 | 0
10.07. | 8 | 953.7006 |  | 874.1084 | 0 | 28.14 | 51.4522 | 0
10.07. | 9 | 939.9381 |  | 871.4761 | 0 | 16.884 | 51.578 | 0
10.07. | 10 | 930.4269 |  | 867.5546 | 0 | 10.854 | 52.0183 | 0
10.07. | 11 | 931.8038 |  | 873.1525 | 0 | 6.633 | 52.0183 | 0
10.07. | 12 | 921.874 |  | 866.9419 | 0 | 3.417 | 51.5151 | 0
10.07. | 13 | 920.6103 |  | 864.5351 | 0 | 4.623 | 51.4522 | 0
10.07. | 14 | 922.5606 |  | 864.8145 | 0 | 6.231 | 51.5151 | 0
10.07. | 15 | 920.8014 |  | 858.4323 | 0 | 10.854 | 51.5151 | 0
10.07. | 16 | 922.7995 |  | 855.0157 | 0 | 16.08 | 51.7038 | 0
10.07. | 17 | 928.4275 |  | 855.0157 | 0 | 21.708 | 51.7038 | 0
10.07. | 18 | 928.6999 |  | 853.8442 | 0 | 23.718 | 51.1377 | 0
10.07. | 19 | 941.4317 |  | 865.3194 | 0 | 24.723 | 51.3893 | 0
10.07. | 20 | 964.8115 |  | 883.5101 | 0 | 29.346 | 51.9554 | 0
10.07. | 21 | 972.4029 |  | 890.1717 | 0 | 30.15 | 52.0812 | 0
10.07. | 22 | 972.026 |  | 891.2893 | 0 | 28.341 | 52.3957 | 0
10.07. | 23 | 964.8607 |  | 887.0884 | 0 | 25.125 | 52.6473 | 0
10.07. | 24 | 875.1176 |  | 799.5317 | 0 | 23.316 | 52.2699 | 0
11.07. | 1 | 874.4549 |  | 799.8111 | 0 | 22.311 | 52.3328 | 0
11.07. | 2 | 860.4982 |  | 783.4684 | 0 | 25.326 | 51.7038 | 0
11.07. | 3 | 859.6584 |  | 781.8998 | 0 | 25.929 | 51.8296 | 0
11.07. | 4 | 853.6292 |  | 776.248 | 0 | 25.929 | 51.4522 | 0
11.07. | 5 | 854.9765 |  | 776.5274 | 0 | 26.934 | 51.5151 | 0
11.07. | 6 | 871.389 |  | 793.331 | 0 | 27.738 | 50.32 | 0
11.07. | 7 | 916.3706 |  | 841.0897 | 0 | 25.527 | 49.7539 | 0
11.07. | 8 | 922.5045 |  | 851.1041 | 0 | 20.703 | 50.6974 | 0
11.07. | 9 | 937.1457 |  | 876.6868 | 0 | 9.447 | 51.0119 | 0
11.07. | 10 | 922.686 |  | 865.8342 | 0 | 7.035 | 49.8168 | 0
11.07. | 11 | 916.6344 |  | 860.6235 | 0 | 5.628 | 50.3829 | 0
11.07. | 12 | 919.5322 |  | 862.8048 | 0 | 6.03 | 50.6974 | 0
11.07. | 13 | 912.2632 |  | 852.8982 | 0 | 9.045 | 50.32 | 0
11.07. | 14 | 899.2697 |  | 833.4084 | 0 | 14.472 | 51.3893 | 0
11.07. | 15 | 904.886 |  | 834.3005 | 0 | 18.693 | 51.8925 | 0
11.07. | 16 | 905.4564 |  | 833.0113 | 0 | 20.301 | 52.1441 | 0
11.07. | 17 | 911.5451 |  | 834.075 | 0 | 25.326 | 52.1441 | 0
11.07. | 18 | 910.0088 |  | 828.531 | 0 | 29.145 | 52.3328 | 0
11.07. | 19 | 919.4786 |  | 836.7073 | 0 | 30.753 | 52.0183 | 0
11.07. | 20 | 943.3363 |  | 857.9274 | 0 | 33.768 | 51.6409 | 0
11.07. | 21 | 944.103 |  | 857.7657 | 0 | 35.577 | 50.7603 | 0
11.07. | 22 | 925.1029 |  | 836.4917 | 0 | 37.788 | 50.8232 | 0
11.07. | 23 | 929.4535 |  | 837.6632 | 0 | 40.401 | 51.3893 | 0
11.07. | 24 | 871.2794 |  | 777.3656 | 0 | 42.21 | 51.7038 | 0
12.07. | 1 | 861.9135 |  | 768.3511 | 0 | 41.607 | 51.9554 | 0
12.07. | 2 | 858.8344 |  | 765.3855 | 0 | 41.808 | 51.6409 | 0
12.07. | 3 | 850.9385 |  | 757.3269 | 0 | 42.411 | 51.2006 | 0
12.07. | 4 | 851.8261 |  | 755.1995 | 0 | 45.426 | 51.2006 | 0
12.07. | 5 | 851.3544 |  | 758.0573 | 0 | 42.411 | 50.8861 | 0
12.07. | 6 | 860.6431 |  | 769.758 | 0 | 39.999 | 50.8861 | 0
12.07. | 7 | 913.2982 |  | 824.6733 | 0 | 36.984 | 51.6409 | 0
12.07. | 8 | 912.7051 |  | 830.7761 | 0 | 30.351 | 51.578 | 0
12.07. | 9 | 902.9104 |  | 828.5948 | 0 | 23.115 | 51.2006 | 0
12.07. | 10 | 892.0833 |  | 822.7175 | 0 | 18.291 | 51.0748 | 0
12.07. | 11 | 888.6444 |  | 821.8793 | 0 | 15.879 | 50.8861 | 0
12.07. | 12 | 880.7214 |  | 815.3893 | 0 | 15.075 | 50.2571 | 0
12.07. | 13 | 877.2248 |  | 812.1443 | 0 | 15.075 | 50.0055 | 0
12.07. | 14 | 876.4079 |  | 810.0708 | 0 | 16.08 | 50.2571 | 0
12.07. | 15 | 874.6116 |  | 807.8356 | 0 | 17.085 | 49.691 | 0
12.07. | 16 | 887.2621 |  | 814.3795 | 0 | 22.311 | 50.5716 | 0
12.07. | 17 | 894.824 |  | 816.6785 | 0 | 28.14 | 50.0055 | 0
12.07. | 18 | 896.8265 |  | 816.5069 | 0 | 29.748 | 50.5716 | 0
12.07. | 19 | 900.3253 |  | 821.3744 | 0 | 27.939 | 51.0119 | 0
12.07. | 20 | 910.2277 |  | 833.5261 | 0 | 26.13 | 50.5716 | 0
12.07. | 21 | 917.1154 |  | 841.3053 | 0 | 24.924 | 50.8861 | 0
12.07. | 22 | 924.0483 |  | 847.1826 | 0 | 25.728 | 51.1377 | 0
12.07. | 23 | 922.7361 |  | 845.4424 | 0 | 25.527 | 51.7667 | 0
12.07. | 24 | 849.1724 |  | 773.3363 | 0 | 24.321 | 51.5151 | 0
13.07. | 1 | 852.1528 |  | 774.7333 | 0 | 25.527 | 51.8925 | 0
13.07. | 2 | 856.7171 |  | 773.6696 | 0 | 31.155 | 51.8925 | 0
13.07. | 3 | 864.731 |  | 773.8951 | 0 | 39.195 | 51.6409 | 0
13.07. | 4 | 868.2783 |  | 778.096 | 0 | 38.793 | 51.3893 | 0
13.07. | 5 | 871.9649 |  | 785.2625 | 0 | 35.376 | 51.3264 | 0
13.07. | 6 | 877.8981 |  | 789.6889 | 0 | 37.386 | 50.8232 | 0
13.07. | 7 | 922.3924 |  | 837.8887 | 0 | 33.366 | 51.1377 | 0
13.07. | 8 | 917.8748 |  | 845.2807 | 0 | 21.708 | 50.8861 | 0
13.07. | 9 | 925.3032 |  | 864.7705 | 0 | 10.653 | 49.8797 | 0
13.07. | 10 | 911.1144 |  | 855.3688 | 0 | 6.432 | 49.3136 | 0
13.07. | 11 | 906.2337 |  | 851.6189 | 0 | 5.427 | 49.1878 | 0
13.07. | 12 | 904.1499 |  | 846.8592 | 0 | 8.04 | 49.2507 | 0
13.07. | 13 | 906.2467 |  | 845.0112 | 0 | 11.859 | 49.3765 | 0
13.07. | 14 | 867.3013 |  | 803.1397 | 0 | 15.477 | 48.6846 | 0
13.07. | 15 | 869.1603 |  | 801.0662 | 0 | 19.095 | 48.9991 | 0
13.07. | 16 | 876.139 |  | 805.9337 | 0 | 20.703 | 49.5023 | 0
13.07. | 17 | 881.3727 |  | 810.414 | 0 | 21.708 | 49.2507 | 0
13.07. | 18 | 882.3528 |  | 813.6051 | 0 | 19.497 | 49.2507 | 0
13.07. | 19 | 893.2244 |  | 824.1882 | 0 | 20.1 | 48.9362 | 0
13.07. | 20 | 915.2322 |  | 849.5993 | 0 | 15.879 | 49.7539 | 0
13.07. | 21 | 914.5446 |  | 853.0698 | 0 | 11.658 | 49.8168 | 0
13.07. | 22 | 895.9184 |  | 834.7075 | 0 | 11.457 | 49.7539 | 0
13.07. | 23 | 893.4716 |  | 831.7958 | 0 | 11.859 | 49.8168 | 0
13.07. | 24 | 846.4372 |  | 781.0176 | 0 | 15.477 | 49.9426 | 0
14.07. | 1 | 849.9231 |  | 783.8116 | 0 | 15.477 | 50.6345 | 0
14.07. | 2 | 843.4322 |  | 778.4392 | 0 | 14.673 | 50.32 | 0
14.07. | 3 | 842.0033 |  | 777.601 | 0 | 14.271 | 50.1313 | 0
14.07. | 4 | 833.9967 |  | 773.2384 | 0 | 11.256 | 49.5023 | 0
14.07. | 5 | 830.4645 |  | 772.7335 | 0 | 8.04 | 49.691 | 0
14.07. | 6 | 838.1333 |  | 781.0176 | 0 | 7.236 | 49.8797 | 0
14.07. | 7 | 880.2099 |  | 822.0509 | 0 | 7.839 | 50.32 | 0
14.07. | 8 | 885.3306 |  | 827.6488 | 0 | 7.236 | 50.4458 | 0
14.07. | 9 | 884.8796 |  | 828.3792 | 0 | 6.432 | 50.0684 | 0
14.07. | 10 | 878.8146 |  | 821.1588 | 0 | 7.839 | 49.8168 | 0
14.07. | 11 | 873.9327 |  | 814.4433 | 0 | 10.05 | 49.4394 | 0
14.07. | 12 | 873.5459 |  | 809.4581 | 0 | 14.271 | 49.8168 | 0
14.07. | 13 | 875.6604 |  | 809.512 | 0 | 16.08 | 50.0684 | 0
14.07. | 14 | 875.5191 |  | 809.2326 | 0 | 16.281 | 50.0055 | 0
14.07. | 15 | 880.4515 |  | 812.5953 | 0 | 18.291 | 49.5652 | 0
14.07. | 16 | 885.9106 |  | 815.1638 | 0 | 20.301 | 50.4458 | 0
14.07. | 17 | 896.2563 |  | 822.1048 | 0 | 23.517 | 50.6345 | 0
14.07. | 18 | 901.9191 |  | 825.0165 | 0 | 26.331 | 50.5716 | 0
14.07. | 19 | 913.7631 |  | 834.3104 | 0 | 28.944 | 50.5087 | 0
14.07. | 20 | 921.7416 |  | 841.5847 | 0 | 29.145 | 51.0119 | 0
14.07. | 21 | 922.8652 |  | 846.6777 | 0 | 24.924 | 51.2635 | 0
14.07. | 22 | 914.8091 |  | 844.3248 | 0 | 19.095 | 51.3893 | 0
14.07. | 23 | 905.2967 |  | 837.4377 | 0 | 16.281 | 51.578 | 0
14.07. | 24 | 856.4264 |  | 792.5368 | 0 | 12.06 | 51.8296 | 0
15.07. | 1 | 853.6027 |  | 790.7427 | 0 | 10.653 | 52.207 | 0
15.07. | 2 | 845.4558 |  | 784.7576 | 0 | 9.246 | 51.4522 | 0
15.07. | 3 | 844.7921 |  | 786.3801 | 0 | 6.834 | 51.578 | 0
15.07. | 4 | 836.4484 |  | 779.3313 | 0 | 6.231 | 50.8861 | 0
15.07. | 5 | 840.6435 |  | 783.8655 | 0 | 5.829 | 50.949 | 0
15.07. | 6 | 849.0118 |  | 792.0957 | 0 | 6.03 | 50.8861 | 0
15.07. | 7 | 910.6957 |  | 853.3393 | 0 | 6.03 | 51.3264 | 0
15.07. | 8 | 921.2352 |  | 865.3733 | 0 | 4.221 | 51.6409 | 0
15.07. | 9 | 928.342 |  | 872.8192 | 0 | 3.819 | 51.7038 | 0
15.07. | 10 | 935.6956 |  | 879.2553 | 0 | 4.422 | 52.0183 | 0
15.07. | 11 | 922.4193 |  | 864.5351 | 0 | 6.432 | 51.4522 | 0
15.07. | 12 | 922.5029 |  | 862.4077 | 0 | 8.643 | 51.4522 | 0
15.07. | 13 | 920.2937 |  | 855.4128 | 0 | 13.869 | 51.0119 | 0
15.07. | 14 | 920.688 |  | 850.9325 | 0 | 18.492 | 51.2635 | 0
15.07. | 15 | 936.4762 |  | 858.1529 | 0 | 26.934 | 51.3893 | 0
15.07. | 16 | 947.4844 |  | 860.5058 | 0 | 35.778 | 51.2006 | 0
15.07. | 17 | 952.1679 |  | 854.5746 | 0 | 46.833 | 50.7603 | 0
15.07. | 18 | 958.8272 |  | 858.6578 | 0 | 48.843 | 51.3264 | 0
15.07. | 19 | 965.8811 |  | 863.5253 | 0 | 50.652 | 51.7038 | 0
15.07. | 20 | 972.0894 |  | 868.3389 | 0 | 51.858 | 51.8925 | 0
15.07. | 21 | 980.6271 |  | 873.9368 | 0 | 54.672 | 52.0183 | 0
15.07. | 22 | 969.4739 |  | 871.0889 | 0 | 47.436 | 50.949 | 0
15.07. | 23 | 952.4877 |  | 863.9763 | 0 | 37.185 | 51.3264 | 0
15.07. | 24 | 858.0293 |  | 775.4098 | 0 | 31.356 | 51.2635 | 0
16.07. | 1 | 851.067 |  | 768.5227 | 0 | 31.155 | 51.3893 | 0
16.07. | 2 | 851.8026 |  | 765.6649 | 0 | 34.371 | 51.7667 | 0
16.07. | 3 | 852.8788 |  | 760.1847 | 0 | 41.808 | 50.8861 | 0
16.07. | 4 | 844.4105 |  | 756.1015 | 0 | 37.989 | 50.32 | 0
16.07. | 5 | 839.5268 |  | 756.3809 | 0 | 32.763 | 50.3829 | 0
16.07. | 6 | 844.0739 |  | 762.9886 | 0 | 30.954 | 50.1313 | 0
16.07. | 7 | 904.4863 |  | 826.0263 | 0 | 28.14 | 50.32 | 0
16.07. | 8 | 908.7003 |  | 835.428 | 0 | 22.512 | 50.7603 | 0
16.07. | 9 | 909.0764 |  | 839.9622 | 0 | 18.291 | 50.8232 | 0
16.07. | 10 | 901.4307 |  | 835.4819 | 0 | 14.874 | 51.0748 | 0
16.07. | 11 | 892.13 |  | 829.0458 | 0 | 12.261 | 50.8232 | 0
16.07. | 12 | 887.0951 |  | 822.943 | 0 | 13.266 | 50.8861 | 0
16.07. | 13 | 887.4708 |  | 818.8598 | 0 | 18.291 | 50.32 | 0
16.07. | 14 | 883.8258 |  | 810.5317 | 0 | 24.924 | 48.3701 | 0
16.07. | 15 | 891.0521 |  | 808.7376 | 0 | 33.567 | 48.7475 | 0
16.07. | 16 | 904.9608 |  | 814.8305 | 0 | 39.999 | 50.1313 | 0
16.07. | 17 | 914.4331 |  | 820.2568 | 0 | 43.416 | 50.7603 | 0
16.07. | 18 | 919.1703 |  | 822.1048 | 0 | 46.431 | 50.6345 | 0
16.07. | 19 | 918.6377 |  | 822.2764 | 0 | 46.23 | 50.1313 | 0
16.07. | 20 | 929.7605 |  | 835.0947 | 0 | 44.22 | 50.4458 | 0
16.07. | 21 | 938.1987 |  | 844.7758 | 0 | 42.411 | 51.0119 | 0
16.07. | 22 | 936.6974 |  | 846.4522 | 0 | 38.793 | 51.4522 | 0
16.07. | 23 | 929.2617 |  | 840.7366 | 0 | 36.381 | 52.1441 | 0
16.07. | 24 | 850.1033 |  | 763.312 | 0 | 34.773 | 52.0183 | 0
17.07. | 1 | 839.4969 |  | 756.6504 | 0 | 30.954 | 51.8925 | 0
17.07. | 2 | 839.473 |  | 758.4984 | 0 | 29.145 | 51.8296 | 0
17.07. | 3 | 837.5322 |  | 755.7044 | 0 | 30.753 | 51.0748 | 0
17.07. | 4 | 838.124 |  | 755.3172 | 0 | 32.361 | 50.4458 | 0
17.07. | 5 | 844.6575 |  | 759.4004 | 0 | 34.371 | 50.8861 | 0
17.07. | 6 | 849.5618 |  | 765.6748 | 0 | 33.567 | 50.32 | 0
17.07. | 7 | 923.4633 |  | 843.4965 | 0 | 30.15 | 49.8168 | 0
17.07. | 8 | 920.5142 |  | 849.1043 | 0 | 22.914 | 48.4959 | 0
17.07. | 9 | 918.3502 |  | 851.0601 | 0 | 18.291 | 48.9991 | 0
17.07. | 10 | 915.0548 |  | 852.1238 | 0 | 13.869 | 49.062 | 0
17.07. | 11 | 903.88 |  | 844.0652 | 0 | 11.256 | 48.5588 | 0
17.07. | 12 | 900.5098 |  | 841.7123 | 0 | 10.05 | 48.7475 | 0
17.07. | 13 | 899.7568 |  | 838.2957 | 0 | 12.462 | 48.9991 | 0
17.07. | 14 | 899.7566 |  | 833.987 | 0 | 17.085 | 48.6846 | 0
17.07. | 15 | 906.2244 |  | 835.5556 | 0 | 22.11 | 48.5588 | 0
17.07. | 16 | 910.5168 |  | 834.3841 | 0 | 28.14 | 47.9927 | 0
17.07. | 17 | 919.9053 |  | 837.6291 | 0 | 33.969 | 48.3072 | 0
17.07. | 18 | 931.3812 |  | 842.4966 | 0 | 40.2 | 48.6846 | 0
17.07. | 19 | 934.7765 |  | 845.9671 | 0 | 39.999 | 48.8104 | 0
17.07. | 20 | 941.5239 |  | 852.1238 | 0 | 40.401 | 48.9991 | 0
17.07. | 21 | 949.3173 |  | 857.4423 | 0 | 42.813 | 49.062 | 0
17.07. | 22 | 949.5412 |  | 856.9374 | 0 | 43.416 | 49.1878 | 0
17.07. | 23 | 944.2904 |  | 851.4473 | 0 | 43.215 | 49.6281 | 0
17.07. | 24 | 853.3557 |  | 764.5572 | 0 | 38.793 | 50.0055 | 0
18.07. | 1 | 839.786 |  | 757.5084 | 0 | 32.964 | 49.3136 | 0
18.07. | 2 | 840.438 |  | 756.778 | 0 | 33.969 | 49.691 | 0
18.07. | 3 | 842.2241 |  | 757.2829 | 0 | 35.376 | 49.5652 | 0
18.07. | 4 | 838.4136 |  | 756.1114 | 0 | 33.366 | 48.9362 | 0
18.07. | 5 | 837.5489 |  | 757.7339 | 0 | 30.753 | 49.062 | 0
18.07. | 6 | 845.4709 |  | 765.567 | 0 | 30.15 | 49.7539 | 0
18.07. | 7 | 895.628 |  | 816.6785 | 0 | 28.944 | 50.0055 | 0
18.07. | 8 | 899.4362 |  | 824.9087 | 0 | 24.522 | 50.0055 | 0
18.07. | 9 | 910.3983 |  | 843.4965 | 0 | 17.085 | 49.8168 | 0
18.07. | 10 | 904.9233 |  | 842.8838 | 0 | 12.663 | 49.3765 | 0
18.07. | 11 | 902.8317 |  | 842.325 | 0 | 11.256 | 49.2507 | 0
18.07. | 12 | 897.6672 |  | 835.0507 | 0 | 13.869 | 48.7475 | 0
18.07. | 13 | 896.9478 |  | 831.5802 | 0 | 16.683 | 48.6846 | 0
18.07. | 14 | 875.64 |  | 806.0514 | 0 | 20.904 | 48.6846 | 0
18.07. | 15 | 887.0226 |  | 811.2522 | 0 | 26.331 | 49.4394 | 0
18.07. | 16 | 895.2962 |  | 812.5414 | 0 | 33.567 | 49.1878 | 0
18.07. | 17 | 904.0924 |  | 816.2374 | 0 | 38.793 | 49.062 | 0
18.07. | 18 | 911.5893 |  | 820.2667 | 0 | 42.009 | 49.3136 | 0
18.07. | 19 | 915.6986 |  | 825.3058 | 0 | 41.205 | 49.1878 | 0
18.07. | 20 | 929.4453 |  | 842.8838 | 0 | 37.185 | 49.3765 | 0
18.07. | 21 | 927.0659 |  | 844.173 | 0 | 33.768 | 49.1249 | 0
18.07. | 22 | 912.0579 |  | 830.1194 | 0 | 32.562 | 49.3765 | 0
18.07. | 23 | 909.7514 |  | 828.8302 | 0 | 31.356 | 49.5652 | 0
18.07. | 24 | 848.8391 |  | 770.6061 | 0 | 28.542 | 49.691 | 0
19.07. | 1 | 836.2364 |  | 760.3662 | 0 | 26.934 | 48.9362 | 0
19.07. | 2 | 835.2073 |  | 757.9055 | 0 | 28.743 | 48.5588 | 0
19.07. | 3 | 836.2837 |  | 756.734 | 0 | 31.557 | 47.9927 | 0
19.07. | 4 | 832.4605 |  | 757.7977 | 0 | 26.733 | 47.9298 | 0
19.07. | 5 | 832.3204 |  | 760.4839 | 0 | 23.718 | 48.1185 | 0
19.07. | 6 | 838.2777 |  | 767.371 | 0 | 22.914 | 47.9927 | 0
19.07. | 7 | 885.3295 |  | 814.7865 | 0 | 22.11 | 48.433 | 0
19.07. | 8 | 895.5961 |  | 828.0558 | 0 | 19.296 | 48.2443 | 0
19.07. | 9 | 882.5742 |  | 815.8502 | 0 | 18.291 | 48.433 | 0
19.07. | 10 | 880.7737 |  | 814.6787 | 0 | 18.291 | 47.804 | 0
19.07. | 11 | 877.5587 |  | 813.3356 | 0 | 16.482 | 47.7411 | 0
19.07. | 12 | 874.2524 |  | 809.6396 | 0 | 16.683 | 47.9298 | 0
19.07. | 13 | 877.2535 |  | 808.9092 | 0 | 20.1 | 48.2443 | 0
19.07. | 14 | 876.0968 |  | 802.5908 | 0 | 26.331 | 47.175 | 0
19.07. | 15 | 886.6219 |  | 804.3211 | 0 | 34.371 | 47.9298 | 0
19.07. | 16 | 896.9177 |  | 804.6544 | 0 | 44.019 | 48.2443 | 0
19.07. | 17 | 904.246 |  | 805.6642 | 0 | 50.652 | 47.9298 | 0
19.07. | 18 | 912.3698 |  | 807.8455 | 0 | 56.28 | 48.2443 | 0
19.07. | 19 | 925.4143 |  | 814.2816 | 0 | 62.511 | 48.6217 | 0
19.07. | 20 | 929.0617 |  | 815.2914 | 0 | 65.526 | 48.2443 | 0
19.07. | 21 | 929.9938 |  | 817.8698 | 0 | 64.32 | 47.804 | 0
19.07. | 22 | 928.4318 |  | 821.1687 | 0 | 58.893 | 48.3701 | 0
19.07. | 23 | 917.7589 |  | 817.6443 | 0 | 52.059 | 48.0556 | 0
19.07. | 24 | 854.4334 |  | 756.4546 | 0 | 50.049 | 47.9298 | 0
20.07. | 1 | 853.512 |  | 754.3272 | 0 | 51.255 | 47.9298 | 0
20.07. | 2 | 850.3998 |  | 750.1362 | 0 | 53.466 | 46.7976 | 0
20.07. | 3 | 855.8855 |  | 751.1999 | 0 | 57.888 | 46.7976 | 0
20.07. | 4 | 856.2875 |  | 751.1999 | 0 | 58.29 | 46.7976 | 0
20.07. | 5 | 855.1263 |  | 751.5332 | 0 | 56.481 | 47.1121 | 0
20.07. | 6 | 859.2505 |  | 755.9596 | 0 | 56.682 | 46.6089 | 0
20.07. | 7 | 896.7419 |  | 795.8753 | 0 | 54.069 | 46.7976 | 0
20.07. | 8 | 898.0635 |  | 804.9976 | 0 | 45.828 | 47.2379 | 0
20.07. | 9 | 923.0988 |  | 833.5019 | 0 | 43.617 | 45.9799 | 0
20.07. | 10 | 920.1855 |  | 831.0412 | 0 | 43.416 | 45.7283 | 0
20.07. | 11 | 910.2898 |  | 824.7129 | 0 | 39.597 | 45.9799 | 0
20.07. | 12 | 909.7075 |  | 822.5855 | 0 | 41.205 | 45.917 | 0
20.07. | 13 | 917.6196 |  | 824.3158 | 0 | 46.632 | 46.6718 | 0
20.07. | 14 | 894.1896 |  | 794.2528 | 0 | 53.265 | 46.6718 | 0
20.07. | 15 | 900.4888 |  | 792.8019 | 0 | 61.707 | 45.9799 | 0
20.07. | 16 | 911.4702 |  | 792.3509 | 0 | 72.762 | 46.3573 | 0
20.07. | 17 | 925.5653 |  | 793.4685 | 0 | 85.425 | 46.6718 | 0
20.07. | 18 | 936.4456 |  | 797.5517 | 0 | 91.656 | 47.2379 | 0
20.07. | 19 | 946.357 |  | 808.4681 | 0 | 90.651 | 47.2379 | 0
20.07. | 20 | 972.5855 |  | 838.2517 | 0 | 87.033 | 47.3008 | 0
20.07. | 21 | 979.7958 |  | 847.0946 | 0 | 85.023 | 47.6782 | 0
20.07. | 22 | 961.6415 |  | 830.1832 | 0 | 83.214 | 48.2443 | 0
20.07. | 23 | 957.0685 |  | 828.1097 | 0 | 80.4 | 48.5588 | 0
20.07. | 24 | 896.7781 |  | 774.7531 | 0 | 72.963 | 49.062 | 0
21.07. | 1 | 882.7437 |  | 772.013 | 0 | 62.109 | 48.6217 | 0
21.07. | 2 | 879.0931 |  | 770.7238 | 0 | 59.496 | 48.8733 | 0
21.07. | 3 | 880.3439 |  | 771.0571 | 0 | 60.099 | 49.1878 | 0
21.07. | 4 | 883.7193 |  | 771.0032 | 0 | 63.717 | 48.9991 | 0
21.07. | 5 | 878.113 |  | 767.5327 | 0 | 61.707 | 48.8733 | 0
21.07. | 6 | 879.6105 |  | 775.5374 | 0 | 55.074 | 48.9991 | 0
21.07. | 7 | 918.9992 |  | 821.8353 | 0 | 48.039 | 49.1249 | 0
21.07. | 8 | 918.7464 |  | 830.9037 | 0 | 38.592 | 49.2507 | 0
21.07. | 9 | 903.5936 |  | 820.6638 | 0 | 34.371 | 48.5588 | 0
21.07. | 10 | 889.7177 |  | 810.5317 | 0 | 30.753 | 48.433 | 0
21.07. | 11 | 884.8104 |  | 808.2866 | 0 | 27.336 | 49.1878 | 0
21.07. | 12 | 878.7712 |  | 805.2132 | 0 | 25.125 | 48.433 | 0
21.07. | 13 | 883.8671 |  | 805.321 | 0 | 29.547 | 48.9991 | 0
21.07. | 14 | 900.6784 |  | 812.2081 | 0 | 39.597 | 48.8733 | 0
21.07. | 15 | 920.9159 |  | 822.1686 | 0 | 49.245 | 49.5023 | 0
21.07. | 16 | 930.2477 |  | 821.6637 | 0 | 58.893 | 49.691 | 0
21.07. | 17 | 934.2926 |  | 818.4726 | 0 | 66.129 | 49.691 | 0
21.07. | 18 | 932.8125 |  | 816.7423 | 0 | 67.134 | 48.9362 | 0
21.07. | 19 | 940.9094 |  | 824.8009 | 0 | 66.732 | 49.3765 | 0
21.07. | 20 | 939.9989 |  | 827.4332 | 0 | 63.315 | 49.2507 | 0
21.07. | 21 | 939.5795 |  | 830.7959 | 0 | 60.099 | 48.6846 | 0
21.07. | 22 | 934.9249 |  | 828.1636 | 0 | 57.888 | 48.8733 | 0
21.07. | 23 | 931.4278 |  | 826.1979 | 0 | 55.476 | 49.7539 | 0
21.07. | 24 | 875.6624 |  | 774.3021 | 0 | 51.858 | 49.5023 | 0
22.07. | 1 | 868.2053 |  | 766.469 | 0 | 52.863 | 48.8733 | 0
22.07. | 2 | 866.2172 |  | 767.3072 | 0 | 49.848 | 49.062 | 0
22.07. | 3 | 862.838 |  | 766.1896 | 0 | 47.838 | 48.8104 | 0
22.07. | 4 | 864.396 |  | 768.2631 | 0 | 47.637 | 48.4959 | 0
22.07. | 5 | 869.3573 |  | 773.9149 | 0 | 46.632 | 48.8104 | 0
22.07. | 6 | 877.3843 |  | 780.5226 | 0 | 48.24 | 48.6217 | 0
22.07. | 7 | 941.4324 |  | 845.4622 | 0 | 47.034 | 48.9362 | 0
22.07. | 8 | 943.6065 |  | 853.9179 | 0 | 41.004 | 48.6846 | 0
22.07. | 9 | 943.9816 |  | 859.7952 | 0 | 35.376 | 48.8104 | 0
22.07. | 10 | 926.8529 |  | 849.4376 | 0 | 28.542 | 48.8733 | 0
22.07. | 11 | 913.6596 |  | 842.5505 | 0 | 22.11 | 48.9991 | 0
22.07. | 12 | 917.44 |  | 849.3199 | 0 | 18.492 | 49.6281 | 0
22.07. | 13 | 911.5085 |  | 846.5798 | 0 | 15.678 | 49.2507 | 0
22.07. | 14 | 904.7947 |  | 840.3692 | 0 | 15.678 | 48.7475 | 0
22.07. | 15 | 904.1308 |  | 837.683 | 0 | 17.889 | 48.5588 | 0
22.07. | 16 | 907.1948 |  | 836.9526 | 0 | 21.306 | 48.9362 | 0
22.07. | 17 | 911.771 |  | 839.3055 | 0 | 23.718 | 48.7475 | 0
22.07. | 18 | 916.0945 |  | 842.0456 | 0 | 24.924 | 49.1249 | 0
22.07. | 19 | 922.6105 |  | 848.5356 | 0 | 24.321 | 49.7539 | 0
22.07. | 20 | 929.6566 |  | 857.604 | 0 | 22.11 | 49.9426 | 0
22.07. | 21 | 931.0823 |  | 858.1628 | 0 | 22.914 | 50.0055 | 0
22.07. | 22 | 926.4501 |  | 855.0894 | 0 | 22.11 | 49.2507 | 0
22.07. | 23 | 926.875 |  | 854.5845 | 0 | 22.914 | 49.3765 | 0
22.07. | 24 | 850.41 |  | 774.7531 | 0 | 26.532 | 49.1249 | 0
23.07. | 1 | 848.8043 |  | 767.6944 | 0 | 31.356 | 49.7539 | 0
23.07. | 2 | 855.4853 |  | 768.3071 | 0 | 36.984 | 50.1942 | 0
23.07. | 3 | 852.1741 |  | 761.4299 | 0 | 41.808 | 48.9362 | 0
23.07. | 4 | 850.8517 |  | 757.9594 | 0 | 44.019 | 48.8733 | 0
23.07. | 5 | 845.6004 |  | 752.5331 | 0 | 44.823 | 48.2443 | 0
23.07. | 6 | 849.8094 |  | 757.7977 | 0 | 44.019 | 47.9927 | 0
23.07. | 7 | 909.329 |  | 825.3696 | 0 | 35.778 | 48.1814 | 0
23.07. | 8 | 907.064 |  | 832.8155 | 0 | 26.13 | 48.1185 | 0
23.07. | 9 | 897.7113 |  | 831.1391 | 0 | 18.894 | 47.6782 | 0
23.07. | 10 | 900.3101 |  | 834.7812 | 0 | 18.291 | 47.2379 | 0
23.07. | 11 | 911.0374 |  | 839.4771 | 0 | 23.316 | 48.2443 | 0
23.07. | 12 | 915.704 |  | 836.8448 | 0 | 30.552 | 48.3072 | 0
23.07. | 13 | 922.4123 |  | 840.1976 | 0 | 32.964 | 49.2507 | 0
23.07. | 14 | 921.6158 |  | 840.3692 | 0 | 32.562 | 48.6846 | 0
23.07. | 15 | 914.7694 |  | 837.0164 | 0 | 29.949 | 47.804 | 0
23.07. | 16 | 911.6989 |  | 836.2321 | 0 | 27.537 | 47.9298 | 0
23.07. | 17 | 918.6615 |  | 838.7467 | 0 | 31.356 | 48.5588 | 0
23.07. | 18 | 920.6235 |  | 838.134 | 0 | 34.371 | 48.1185 | 0
23.07. | 19 | 926.1542 |  | 843.8397 | 0 | 33.567 | 48.7475 | 0
23.07. | 20 | 941.5039 |  | 858.4961 | 0 | 32.562 | 50.4458 | 0
23.07. | 21 | 946.6453 |  | 861.9666 | 0 | 34.17 | 50.5087 | 0
23.07. | 22 | 948.7237 |  | 864.8244 | 0 | 33.768 | 50.1313 | 0
23.07. | 23 | 944.2562 |  | 861.4617 | 0 | 32.16 | 50.6345 | 0
23.07. | 24 | 852.4349 |  | 775.3559 | 0 | 26.13 | 50.949 | 0
24.07. | 1 | 847.9042 |  | 776.3657 | 0 | 20.904 | 50.6345 | 0
24.07. | 2 | 841.2471 |  | 773.905 | 0 | 17.085 | 50.2571 | 0
24.07. | 3 | 834.993 |  | 770.1012 | 0 | 15.075 | 49.8168 | 0
24.07. | 4 | 831.0556 |  | 769.3169 | 0 | 11.859 | 49.8797 | 0
24.07. | 5 | 829.7158 |  | 769.2091 | 0 | 11.256 | 49.2507 | 0
24.07. | 6 | 842.9083 |  | 781.748 | 0 | 11.658 | 49.5023 | 0
24.07. | 7 | 917.7944 |  | 857.3246 | 0 | 10.653 | 49.8168 | 0
24.07. | 8 | 928.4555 |  | 870.4223 | 0 | 7.839 | 50.1942 | 0
24.07. | 9 | 934.0337 |  | 876.8045 | 0 | 7.035 | 50.1942 | 0
24.07. | 10 | 937.3064 |  | 880.5544 | 0 | 6.432 | 50.32 | 0
24.07. | 11 | 936.9795 |  | 879.5985 | 0 | 6.432 | 50.949 | 0
24.07. | 12 | 934.7934 |  | 876.4074 | 0 | 7.437 | 50.949 | 0
24.07. | 13 | 926.5194 |  | 866.5008 | 0 | 9.447 | 50.5716 | 0
24.07. | 14 | 926.4259 |  | 862.5254 | 0 | 13.266 | 50.6345 | 0
24.07. | 15 | 919.2594 |  | 854.1434 | 0 | 16.683 | 48.433 | 0
24.07. | 16 | 911.0531 |  | 842.8497 | 0 | 21.909 | 46.2944 | 0
24.07. | 17 | 918.3612 |  | 845.9231 | 0 | 25.326 | 47.1121 | 0
24.07. | 18 | 930.7035 |  | 852.0699 | 0 | 29.949 | 48.6846 | 0
24.07. | 19 | 941.0589 |  | 860.805 | 0 | 31.758 | 48.4959 | 0
24.07. | 20 | 949.562 |  | 867.7999 | 0 | 32.763 | 48.9991 | 0
24.07. | 21 | 948.4483 |  | 868.8097 | 0 | 30.954 | 48.6846 | 0
24.07. | 22 | 953.6021 |  | 875.633 | 0 | 28.341 | 49.6281 | 0
24.07. | 23 | 947.2669 |  | 871.2066 | 0 | 25.929 | 50.1313 | 0
24.07. | 24 | 860.3631 |  | 789.0762 | 0 | 20.904 | 50.3829 | 0
25.07. | 1 | 852.261 |  | 783.4244 | 0 | 18.894 | 49.9426 | 0
25.07. | 2 | 843.977 |  | 776.0962 | 0 | 18.693 | 49.1878 | 0
25.07. | 3 | 844.3347 |  | 775.6991 | 0 | 18.693 | 49.9426 | 0
25.07. | 4 | 846.7079 |  | 778.1598 | 0 | 18.291 | 50.2571 | 0
25.07. | 5 | 844.074 |  | 775.9785 | 0 | 18.09 | 50.0055 | 0
25.07. | 6 | 852.4956 |  | 783.3705 | 0 | 19.497 | 49.6281 | 0
25.07. | 7 | 896.8287 |  | 827.7665 | 0 | 19.497 | 49.5652 | 0
25.07. | 8 | 908.7535 |  | 843.271 | 0 | 15.477 | 50.0055 | 0
25.07. | 9 | 926.7092 |  | 866.1136 | 0 | 10.653 | 49.9426 | 0
25.07. | 10 | 921.1126 |  | 864.4372 | 0 | 7.236 | 49.4394 | 0
25.07. | 11 | 924.5191 |  | 868.2949 | 0 | 6.03 | 50.1942 | 0
25.07. | 12 | 922.2765 |  | 865.6626 | 0 | 6.231 | 50.3829 | 0
25.07. | 13 | 907.5345 |  | 849.8787 | 0 | 7.839 | 49.8168 | 0
25.07. | 14 | 883.3615 |  | 823.4578 | 0 | 10.653 | 49.2507 | 0
25.07. | 15 | 889.0678 |  | 822.7813 | 0 | 16.281 | 50.0055 | 0
25.07. | 16 | 899.0907 |  | 824.3499 | 0 | 24.924 | 49.8168 | 0
25.07. | 17 | 908.5877 |  | 822.2764 | 0 | 36.18 | 50.1313 | 0
25.07. | 18 | 925.7174 |  | 831.2909 | 0 | 44.421 | 50.0055 | 0
25.07. | 19 | 931.2899 |  | 840.1437 | 0 | 42.21 | 48.9362 | 0
25.07. | 20 | 951.3935 |  | 858.6776 | 0 | 44.22 | 48.4959 | 0
25.07. | 21 | 954.3249 |  | 860.805 | 0 | 45.024 | 48.4959 | 0
25.07. | 22 | 933.9255 |  | 844.0113 | 0 | 41.607 | 48.3072 | 0
25.07. | 23 | 929.8329 |  | 842.2172 | 0 | 38.994 | 48.6217 | 0
25.07. | 24 | 868.3393 |  | 780.5226 | 0 | 39.195 | 48.6217 | 0
26.07. | 1 | 862.5464 |  | 777.7187 | 0 | 35.577 | 49.2507 | 0
26.07. | 2 | 862.9548 |  | 778.2775 | 0 | 35.175 | 49.5023 | 0
26.07. | 3 | 859.7605 |  | 774.807 | 0 | 35.577 | 49.3765 | 0
26.07. | 4 | 861.4859 |  | 776.9344 | 0 | 35.175 | 49.3765 | 0
26.07. | 5 | 860.5013 |  | 779.1795 | 0 | 32.763 | 48.5588 | 0
26.07. | 6 | 875.3737 |  | 790.4831 | 0 | 35.577 | 49.3136 | 0
26.07. | 7 | 920.5685 |  | 837.2859 | 0 | 33.969 | 49.3136 | 0
26.07. | 8 | 918.3075 |  | 839.3594 | 0 | 29.949 | 48.9991 | 0
26.07. | 9 | 907.4284 |  | 838.2418 | 0 | 20.502 | 48.6846 | 0
26.07. | 10 | 902.3489 |  | 836.1144 | 0 | 17.487 | 48.7475 | 0
26.07. | 11 | 902.6315 |  | 836.6732 | 0 | 17.085 | 48.8733 | 0
26.07. | 12 | 905.0696 |  | 836.4477 | 0 | 19.497 | 49.1249 | 0
26.07. | 13 | 899.3362 |  | 829.0557 | 0 | 20.904 | 49.3765 | 0
26.07. | 14 | 899.7139 |  | 822.2863 | 0 | 28.743 | 48.6846 | 0
26.07. | 15 | 912.1055 |  | 822.1147 | 0 | 40.803 | 49.1878 | 0
26.07. | 16 | 919.8084 |  | 819.4285 | 0 | 51.255 | 49.1249 | 0
26.07. | 17 | 927.679 |  | 822.0608 | 0 | 56.682 | 48.9362 | 0
26.07. | 18 | 928.3439 |  | 823.4039 | 0 | 55.878 | 49.062 | 0
26.07. | 19 | 936.5789 |  | 831.4625 | 0 | 55.677 | 49.4394 | 0
26.07. | 20 | 941.2924 |  | 839.4672 | 0 | 52.26 | 49.5652 | 0
26.07. | 21 | 942.2874 |  | 842.0456 | 0 | 51.054 | 49.1878 | 0
26.07. | 22 | 941.1946 |  | 845.2367 | 0 | 46.833 | 49.1249 | 0
26.07. | 23 | 936.185 |  | 844.5602 | 0 | 41.808 | 49.8168 | 0
26.07. | 24 | 871.2515 |  | 783.3705 | 0 | 38.19 | 49.691 | 0
27.07. | 1 | 866.7686 |  | 780.6843 | 0 | 36.582 | 49.5023 | 0
27.07. | 2 | 865.5417 |  | 778.503 | 0 | 37.788 | 49.2507 | 0
27.07. | 3 | 865.7164 |  | 774.4198 | 0 | 42.612 | 48.6846 | 0
27.07. | 4 | 871.1434 |  | 774.4198 | 0 | 48.039 | 48.6846 | 0
27.07. | 5 | 873.7325 |  | 776.2678 | 0 | 48.843 | 48.6217 | 0
27.07. | 6 | 873.5143 |  | 783.9392 | 0 | 41.205 | 48.3701 | 0
27.07. | 7 | 903.8881 |  | 824.6392 | 0 | 30.753 | 48.4959 | 0
27.07. | 8 | 899.5574 |  | 826.9921 | 0 | 24.321 | 48.2443 | 0
27.07. | 9 | 916.5407 |  | 851.1239 | 0 | 17.487 | 47.9298 | 0
27.07. | 10 | 911.0742 |  | 849.3397 | 0 | 14.874 | 46.8605 | 0
27.07. | 11 | 899.4887 |  | 838.1439 | 0 | 14.673 | 46.6718 | 0
27.07. | 12 | 909.862 |  | 843.4525 | 0 | 18.291 | 48.1185 | 0
27.07. | 13 | 914.6004 |  | 848.2661 | 0 | 18.09 | 48.2443 | 0
27.07. | 14 | 892.8956 |  | 816.0218 | 0 | 28.944 | 47.9298 | 0
27.07. | 15 | 905.5121 |  | 814.0022 | 0 | 43.014 | 48.4959 | 0
27.07. | 16 | 922.1115 |  | 816.1296 | 0 | 57.486 | 48.4959 | 0
27.07. | 17 | 936.7511 |  | 820.4922 | 0 | 67.134 | 49.1249 | 0
27.07. | 18 | 944.2428 |  | 826.9283 | 0 | 67.938 | 49.3765 | 0
27.07. | 19 | 959.8297 |  | 828.8841 | 0 | 81.003 | 49.9426 | 0
27.07. | 20 | 985.1926 |  | 852.9521 | 0 | 81.606 | 50.6345 | 0
27.07. | 21 | 980.8293 |  | 854.0158 | 0 | 76.179 | 50.6345 | 0
27.07. | 22 | 963.3755 |  | 835.7074 | 0 | 76.782 | 50.8861 | 0
27.07. | 23 | 970.2209 |  | 840.4033 | 0 | 77.988 | 51.8296 | 0
27.07. | 24 | 917.6946 |  | 792.3113 | 0 | 73.365 | 52.0183 | 0
28.07. | 1 | 916.4983 |  | 794.1054 | 0 | 70.752 | 51.6409 | 0
28.07. | 2 | 910.2223 |  | 789.4634 | 0 | 69.747 | 51.0119 | 0
28.07. | 3 | 902.1246 |  | 787.0566 | 0 | 64.119 | 50.949 | 0
28.07. | 4 | 894.3192 |  | 787.0027 | 0 | 56.682 | 50.6345 | 0
28.07. | 5 | 883.704 |  | 785.8851 | 0 | 47.436 | 50.3829 | 0
28.07. | 6 | 877.6837 |  | 787.6792 | 0 | 39.999 | 50.0055 | 0
28.07. | 7 | 904.8978 |  | 823.5117 | 0 | 31.758 | 49.6281 | 0
28.07. | 8 | 907.3189 |  | 835.2663 | 0 | 22.11 | 49.9426 | 0
28.07. | 9 | 903.4872 |  | 837.5015 | 0 | 15.477 | 50.5087 | 0
28.07. | 10 | 899.2998 |  | 837.4476 | 0 | 11.658 | 50.1942 | 0
28.07. | 11 | 888.569 |  | 827.2077 | 0 | 11.859 | 49.5023 | 0
28.07. | 12 | 888.377 |  | 825.9724 | 0 | 12.462 | 49.9426 | 0
28.07. | 13 | 896.0988 |  | 828.1537 | 0 | 17.688 | 50.2571 | 0
28.07. | 14 | 903.7475 |  | 828.6047 | 0 | 25.326 | 49.8168 | 0
28.07. | 15 | 910.6914 |  | 830.5605 | 0 | 29.748 | 50.3829 | 0
28.07. | 16 | 917.9483 |  | 832.7418 | 0 | 34.572 | 50.6345 | 0
28.07. | 17 | 926.7348 |  | 834.6437 | 0 | 41.205 | 50.8861 | 0
28.07. | 18 | 929.3705 |  | 829.8301 | 0 | 48.843 | 50.6974 | 0
28.07. | 19 | 941.6384 |  | 839.9622 | 0 | 50.853 | 50.8232 | 0
28.07. | 20 | 940.1498 |  | 839.4034 | 0 | 50.049 | 50.6974 | 0
28.07. | 21 | 946.2114 |  | 842.0357 | 0 | 53.667 | 50.5087 | 0
28.07. | 22 | 942.4229 |  | 845.0552 | 0 | 46.23 | 51.1377 | 0
28.07. | 23 | 944.5981 |  | 843.4866 | 0 | 49.848 | 51.2635 | 0
28.07. | 24 | 902.0619 |  | 791.3653 | 0 | 59.496 | 51.2006 | 0
29.07. | 1 | 900.1124 |  | 785.4341 | 0 | 63.918 | 50.7603 | 0
29.07. | 2 | 896.5424 |  | 786.0468 | 0 | 59.295 | 51.2006 | 0
29.07. | 3 | 894.3073 |  | 783.5861 | 0 | 59.898 | 50.8232 | 0
29.07. | 4 | 887.7099 |  | 780.846 | 0 | 56.481 | 50.3829 | 0
29.07. | 5 | 889.9241 |  | 781.1254 | 0 | 58.29 | 50.5087 | 0
29.07. | 6 | 887.3678 |  | 784.8753 | 0 | 51.858 | 50.6345 | 0
29.07. | 7 | 935.2424 |  | 845.8395 | 0 | 38.391 | 51.0119 | 0
29.07. | 8 | 935.3319 |  | 855.1873 | 0 | 28.944 | 51.2006 | 0
29.07. | 9 | 927.6034 |  | 847.1826 | 0 | 29.346 | 51.0748 | 0
29.07. | 10 | 921.8122 |  | 846.065 | 0 | 24.924 | 50.8232 | 0
29.07. | 11 | 913.9384 |  | 843.1533 | 0 | 19.899 | 50.8861 | 0
29.07. | 12 | 914.0819 |  | 845.0552 | 0 | 17.889 | 51.1377 | 0
29.07. | 13 | 918.7007 |  | 846.1189 | 0 | 21.507 | 51.0748 | 0
29.07. | 14 | 932.2602 |  | 851.4374 | 0 | 29.748 | 51.0748 | 0
29.07. | 15 | 950.2753 |  | 856.702 | 0 | 42.813 | 50.7603 | 0
29.07. | 16 | 963.8052 |  | 856.702 | 0 | 56.28 | 50.8232 | 0
29.07. | 17 | 968.2971 |  | 858.1529 | 0 | 58.692 | 51.4522 | 0
29.07. | 18 | 969.2695 |  | 856.8637 | 0 | 60.702 | 51.7038 | 0
29.07. | 19 | 981.6536 |  | 866.1576 | 0 | 63.918 | 51.578 | 0
29.07. | 20 | 978.509 |  | 864.9861 | 0 | 62.511 | 51.0119 | 0
29.07. | 21 | 977.4572 |  | 867.339 | 0 | 59.295 | 50.8232 | 0
29.07. | 22 | 972.3009 |  | 864.4812 | 0 | 56.682 | 51.1377 | 0
29.07. | 23 | 967.302 |  | 864.2557 | 0 | 51.657 | 51.3893 | 0
29.07. | 24 | 888.6352 |  | 787.4977 | 0 | 49.245 | 51.8925 | 0
30.07. | 1 | 885.3615 |  | 785.0909 | 0 | 48.441 | 51.8296 | 0
30.07. | 2 | 880.0507 |  | 784.2527 | 0 | 44.22 | 51.578 | 0
30.07. | 3 | 877.2606 |  | 782.4047 | 0 | 43.215 | 51.6409 | 0
30.07. | 4 | 874.9093 |  | 780.7822 | 0 | 42.612 | 51.5151 | 0
30.07. | 5 | 873.1023 |  | 778.096 | 0 | 43.617 | 51.3893 | 0
30.07. | 6 | 874.4595 |  | 784.4782 | 0 | 38.592 | 51.3893 | 0
30.07. | 7 | 928.2554 |  | 846.4522 | 0 | 30.351 | 51.4522 | 0
30.07. | 8 | 915.8541 |  | 844.8297 | 0 | 19.698 | 51.3264 | 0
30.07. | 9 | 913.6411 |  | 847.5159 | 0 | 14.673 | 51.4522 | 0
30.07. | 10 | 912.5642 |  | 848.7512 | 0 | 12.864 | 50.949 | 0
30.07. | 11 | 904.9984 |  | 841.9279 | 0 | 13.065 | 50.0055 | 0
30.07. | 12 | 907.4888 |  | 842.2073 | 0 | 15.276 | 50.0055 | 0
30.07. | 13 | 917.5054 |  | 846.5699 | 0 | 20.301 | 50.6345 | 0
30.07. | 14 | 928.7855 |  | 849.0306 | 0 | 28.743 | 51.0119 | 0
30.07. | 15 | 943.1184 |  | 850.3737 | 0 | 41.607 | 51.1377 | 0
30.07. | 16 | 957.1474 |  | 851.2119 | 0 | 54.672 | 51.2635 | 0
30.07. | 17 | 972.2268 |  | 854.4569 | 0 | 66.129 | 51.6409 | 0
30.07. | 18 | 986.8132 |  | 860.6136 | 0 | 74.37 | 51.8296 | 0
30.07. | 19 | 992.527 |  | 860.1087 | 0 | 80.4 | 52.0183 | 0
30.07. | 20 | 1008.3151 |  | 876.0103 | 0 | 80.601 | 51.7038 | 0
30.07. | 21 | 1000.3796 |  | 876.0642 | 0 | 72.36 | 51.9554 | 0
30.07. | 22 | 983.7939 |  | 870.3585 | 0 | 62.109 | 51.3264 | 0
30.07. | 23 | 977.838 |  | 870.7457 | 0 | 55.074 | 52.0183 | 0
30.07. | 24 | 892.6325 |  | 792.3113 | 0 | 48.24 | 52.0812 | 0
31.07. | 1 | 883.86 |  | 782.4586 | 0 | 49.446 | 51.9554 | 0
31.07. | 2 | 882.7137 |  | 782.1792 | 0 | 48.642 | 51.8925 | 0
31.07. | 3 | 880.3017 |  | 782.1792 | 0 | 46.23 | 51.8925 | 0
31.07. | 4 | 873.3013 |  | 780.7822 | 0 | 41.004 | 51.5151 | 0
31.07. | 5 | 865.3056 |  | 781.1793 | 0 | 33.366 | 50.7603 | 0
31.07. | 6 | 870.3524 |  | 790.6987 | 0 | 29.145 | 50.5087 | 0
31.07. | 7 | 945.4701 |  | 870.2507 | 0 | 24.522 | 50.6974 | 0
31.07. | 8 | 946.0718 |  | 875.9663 | 0 | 20.1 | 50.0055 | 0
31.07. | 9 | 941.4195 |  | 875.9124 | 0 | 15.879 | 49.6281 | 0
31.07. | 10 | 932.99 |  | 869.3685 | 0 | 14.874 | 48.7475 | 0
31.07. | 11 | 929.1026 |  | 866.5107 | 0 | 13.467 | 49.1249 | 0
31.07. | 12 | 922.4783 |  | 860.0108 | 0 | 12.462 | 50.0055 | 0
31.07. | 13 | 916.778 |  | 852.6287 | 0 | 15.276 | 48.8733 | 0
31.07. | 14 | 930.6793 |  | 859.5059 | 0 | 21.105 | 50.0684 | 0
31.07. | 15 | 943.2263 |  | 864.6528 | 0 | 27.939 | 50.6345 | 0
31.07. | 16 | 946.2545 |  | 862.3538 | 0 | 32.763 | 51.1377 | 0
31.07. | 17 | 956.1373 |  | 866.6086 | 0 | 38.391 | 51.1377 | 0
31.07. | 18 | 963.4101 |  | 866.8341 | 0 | 45.627 | 50.949 | 0
31.07. | 19 | 966.8246 |  | 869.5841 | 0 | 47.235 | 50.0055 | 0
31.07. | 20 | 972.8123 |  | 876.1379 | 0 | 47.235 | 49.4394 | 0
31.07. | 21 | 975.2516 |  | 878.878 | 0 | 46.431 | 49.9426 | 0
31.07. | 22 | 965.4773 |  | 869.3047 | 0 | 46.23 | 49.9426 | 0
31.07. | 23 | 950.2293 |  | 853.4031 | 0 | 46.632 | 50.1942 | 0
31.07. | 24 | 857.4085 |  | 760.518 | 0 | 45.627 | 51.2635 | 0
01.08. | 1 | 851.1405 |  | 755.9838 | 0 | 44.019 | 51.1377 | 0
01.08. | 2 | 851.4109 |  | 757.4985 | 0 | 43.215 | 50.6974 | 0
01.08. | 3 | 862.0076 |  | 762.366 | 0 | 48.441 | 51.2006 | 0
01.08. | 4 | 866.6035 |  | 763.9346 | 0 | 51.657 | 51.0119 | 0
01.08. | 5 | 872.8902 |  | 769.0276 | 0 | 52.662 | 51.2006 | 0
01.08. | 6 | 894.1901 |  | 785.7674 | 0 | 57.285 | 51.1377 | 0
01.08. | 7 | 941.7981 |  | 835.5358 | 0 | 54.873 | 51.3893 | 0
01.08. | 8 | 930.9182 |  | 840.07 | 0 | 39.396 | 51.4522 | 0
01.08. | 9 | 934.8037 |  | 858.6039 | 0 | 25.125 | 51.0748 | 0
01.08. | 10 | 924.2147 |  | 858.2167 | 0 | 15.678 | 50.32 | 0
01.08. | 11 | 913.908 |  | 853.1237 | 0 | 10.653 | 50.1313 | 0
01.08. | 12 | 907.1218 |  | 849.4277 | 0 | 7.437 | 50.2571 | 0
01.08. | 13 | 904.4762 |  | 848.1385 | 0 | 5.829 | 50.5087 | 0
01.08. | 14 | 881.5216 |  | 825.0704 | 0 | 5.628 | 50.8232 | 0
01.08. | 15 | 882.895 |  | 825.1243 | 0 | 6.633 | 51.1377 | 0
01.08. | 16 | 886.913 |  | 827.8105 | 0 | 7.839 | 51.2635 | 0
01.08. | 17 | 890.2735 |  | 828.3693 | 0 | 10.452 | 51.4522 | 0
01.08. | 18 | 891.9044 |  | 827.8644 | 0 | 12.462 | 51.578 | 0
01.08. | 19 | 897.5097 |  | 832.678 | 0 | 13.065 | 51.7667 | 0
01.08. | 20 | 924.3846 |  | 855.5206 | 0 | 17.286 | 51.578 | 0
01.08. | 21 | 935.0945 |  | 863.5792 | 0 | 19.497 | 52.0183 | 0
01.08. | 22 | 928.6546 |  | 854.7902 | 0 | 21.909 | 51.9554 | 0
01.08. | 23 | 931.2567 |  | 850.0305 | 0 | 29.145 | 52.0812 | 0
01.08. | 24 | 884.8251 |  | 794.9436 | 0 | 37.989 | 51.8925 | 0
02.08. | 1 | 892.488 |  | 791.7525 | 0 | 48.843 | 51.8925 | 0
02.08. | 2 | 905.8356 |  | 792.3113 | 0 | 61.506 | 52.0183 | 0
02.08. | 3 | 910.6703 |  | 792.7623 | 0 | 66.33 | 51.578 | 0
02.08. | 4 | 896.3695 |  | 783.1351 | 0 | 61.908 | 51.3264 | 0
02.08. | 5 | 885.6315 |  | 777.9882 | 0 | 56.883 | 50.7603 | 0
02.08. | 6 | 889.6656 |  | 783.0273 | 0 | 55.878 | 50.7603 | 0
02.08. | 7 | 931.0253 |  | 827.4772 | 0 | 52.662 | 50.8861 | 0
02.08. | 8 | 921.5703 |  | 827.3694 | 0 | 43.818 | 50.3829 | 0
02.08. | 9 | 920.1747 |  | 832.0653 | 0 | 36.783 | 51.3264 | 0
02.08. | 10 | 914.0275 |  | 834.2466 | 0 | 28.14 | 51.6409 | 0
02.08. | 11 | 904.3067 |  | 828.1438 | 0 | 24.522 | 51.6409 | 0
02.08. | 12 | 897.4777 |  | 821.4283 | 0 | 24.723 | 51.3264 | 0
02.08. | 13 | 892.1082 |  | 819.5264 | 0 | 21.507 | 51.0748 | 0
02.08. | 14 | 889.9678 |  | 824.0067 | 0 | 15.075 | 50.8861 | 0
02.08. | 15 | 879.8482 |  | 818.1833 | 0 | 10.653 | 51.0119 | 0
02.08. | 16 | 872.1993 |  | 813.4236 | 0 | 7.638 | 51.1377 | 0
02.08. | 17 | 871.7376 |  | 813.703 | 0 | 6.834 | 51.2006 | 0
02.08. | 18 | 877.0561 |  | 819.0215 | 0 | 6.834 | 51.2006 | 0
02.08. | 19 | 881.0544 |  | 822.492 | 0 | 7.236 | 51.3264 | 0
02.08. | 20 | 885.9675 |  | 823.2224 | 0 | 11.859 | 50.8861 | 0
02.08. | 21 | 892.8972 |  | 828.8203 | 0 | 13.065 | 51.0119 | 0
02.08. | 22 | 899.362 |  | 834.4182 | 0 | 13.869 | 51.0748 | 0
02.08. | 23 | 898.9262 |  | 830.1634 | 0 | 17.688 | 51.0748 | 0
02.08. | 24 | 847.0947 |  | 773.5079 | 0 | 22.512 | 51.0748 | 0
03.08. | 1 | 845.6465 |  | 770.0374 | 0 | 24.723 | 50.8861 | 0
03.08. | 2 | 849.5341 |  | 777.2039 | 0 | 21.507 | 50.8232 | 0
03.08. | 3 | 850.5878 |  | 780.846 | 0 | 19.296 | 50.4458 | 0
03.08. | 4 | 850.4226 |  | 782.4146 | 0 | 17.688 | 50.32 | 0
03.08. | 5 | 842.9954 |  | 775.5275 | 0 | 17.085 | 50.3829 | 0
03.08. | 6 | 848.3517 |  | 779.7284 | 0 | 18.492 | 50.1313 | 0
03.08. | 7 | 884.7511 |  | 817.1834 | 0 | 17.688 | 49.8797 | 0
03.08. | 8 | 893.2405 |  | 827.7566 | 0 | 14.472 | 51.0119 | 0
03.08. | 9 | 911.7731 |  | 850.8247 | 0 | 10.251 | 50.6974 | 0
03.08. | 10 | 905.5857 |  | 848.1924 | 0 | 6.633 | 50.7603 | 0
03.08. | 11 | 900.705 |  | 844.4425 | 0 | 5.628 | 50.6345 | 0
03.08. | 12 | 896.4348 |  | 840.8642 | 0 | 5.628 | 49.9426 | 0
03.08. | 13 | 895.2798 |  | 837.4476 | 0 | 7.638 | 50.1942 | 0
03.08. | 14 | 867.4592 |  | 805.7082 | 0 | 12.06 | 49.691 | 0
03.08. | 15 | 870.5222 |  | 806.3209 | 0 | 14.07 | 50.1313 | 0
03.08. | 16 | 872.0369 |  | 806.6542 | 0 | 14.874 | 50.5087 | 0
03.08. | 17 | 874.8825 |  | 809.2865 | 0 | 15.276 | 50.32 | 0
03.08. | 18 | 879.5893 |  | 811.4678 | 0 | 17.487 | 50.6345 | 0
03.08. | 19 | 890.0144 |  | 817.3451 | 0 | 21.909 | 50.7603 | 0
03.08. | 20 | 906.8667 |  | 833.0311 | 0 | 24.522 | 49.3136 | 0
03.08. | 21 | 915.6012 |  | 839.6927 | 0 | 26.532 | 49.3765 | 0
03.08. | 22 | 898.8059 |  | 822.1686 | 0 | 27.135 | 49.5023 | 0
03.08. | 23 | 891.3045 |  | 813.9384 | 0 | 27.738 | 49.6281 | 0
03.08. | 24 | 847.0791 |  | 769.8757 | 0 | 27.135 | 50.0684 | 0
04.08. | 1 | 842.0855 |  | 768.1993 | 0 | 24.321 | 49.5652 | 0
04.08. | 2 | 842.0748 |  | 767.7483 | 0 | 24.321 | 50.0055 | 0
04.08. | 3 | 843.7666 |  | 769.9296 | 0 | 23.517 | 50.32 | 0
04.08. | 4 | 842.2205 |  | 771.2727 | 0 | 20.502 | 50.4458 | 0
04.08. | 5 | 837.3965 |  | 771.2727 | 0 | 15.678 | 50.4458 | 0
04.08. | 6 | 840.7595 |  | 778.7186 | 0 | 11.658 | 50.3829 | 0
04.08. | 7 | 877.2827 |  | 818.8598 | 0 | 8.04 | 50.3829 | 0
04.08. | 8 | 878.8877 |  | 822.8891 | 0 | 5.427 | 50.5716 | 0
04.08. | 9 | 862.8961 |  | 809.7375 | 0 | 3.216 | 49.9426 | 0
04.08. | 10 | 851.4569 |  | 801.7427 | 0 | 1.407 | 48.3072 | 0
04.08. | 11 | 854.9385 |  | 804.6445 | 0 | 0.603 | 49.691 | 0
04.08. | 12 | 856.9475 |  | 805.9876 | 0 | 1.206 | 49.7539 | 0
04.08. | 13 | 859.2672 |  | 804.9778 | 0 | 4.221 | 50.0684 | 0
04.08. | 14 | 861.927 |  | 802.6249 | 0 | 9.045 | 50.2571 | 0
04.08. | 15 | 866.9396 |  | 799.2721 | 0 | 18.291 | 49.3765 | 0
04.08. | 16 | 881.3088 |  | 802.12 | 0 | 28.743 | 50.4458 | 0
04.08. | 17 | 895.1228 |  | 810.909 | 0 | 33.768 | 50.4458 | 0
04.08. | 18 | 902.9968 |  | 818.1294 | 0 | 34.17 | 50.6974 | 0
04.08. | 19 | 906.768 |  | 821.8254 | 0 | 34.371 | 50.5716 | 0
04.08. | 20 | 914.696 |  | 831.237 | 0 | 33.768 | 49.691 | 0
04.08. | 21 | 920.0732 |  | 837.6192 | 0 | 32.763 | 49.691 | 0
04.08. | 22 | 917.0692 |  | 833.6977 | 0 | 33.366 | 50.0055 | 0
04.08. | 23 | 915.6306 |  | 831.0654 | 0 | 34.371 | 50.1942 | 0
04.08. | 24 | 861.4881 |  | 778.5569 | 0 | 33.366 | 49.5652 | 0
05.08. | 1 | 859.8682 |  | 775.1403 | 0 | 34.974 | 49.7539 | 0
05.08. | 2 | 854.6191 |  | 771.3365 | 0 | 33.969 | 49.3136 | 0
05.08. | 3 | 854.5019 |  | 773.5178 | 0 | 31.356 | 49.6281 | 0
05.08. | 4 | 855.9527 |  | 775.1942 | 0 | 30.753 | 50.0055 | 0
05.08. | 5 | 857.3858 |  | 774.9687 | 0 | 32.16 | 50.2571 | 0
05.08. | 6 | 869.3472 |  | 786.39 | 0 | 32.763 | 50.1942 | 0
05.08. | 7 | 925.4743 |  | 842.1534 | 0 | 33.567 | 49.7539 | 0
05.08. | 8 | 927.2313 |  | 846.9131 | 0 | 30.753 | 49.5652 | 0
05.08. | 9 | 920.3025 |  | 848.6533 | 0 | 22.713 | 48.9362 | 0
05.08. | 10 | 909.1669 |  | 846.7514 | 0 | 13.668 | 48.7475 | 0
05.08. | 11 | 899.8232 |  | 843.8397 | 0 | 7.236 | 48.7475 | 0
05.08. | 12 | 896.589 |  | 843.2171 | 0 | 3.618 | 49.7539 | 0
05.08. | 13 | 889.0247 |  | 834.9869 | 0 | 4.221 | 49.8168 | 0
05.08. | 14 | 882.8226 |  | 826.4234 | 0 | 6.834 | 49.5652 | 0
05.08. | 15 | 879.0811 |  | 818.1492 | 0 | 13.065 | 47.8669 | 0
05.08. | 16 | 900.0805 |  | 829.3351 | 0 | 21.306 | 49.4394 | 0
05.08. | 17 | 911.2163 |  | 835.5457 | 0 | 25.728 | 49.9426 | 0
05.08. | 18 | 918.3363 |  | 840.6926 | 0 | 27.135 | 50.5087 | 0
05.08. | 19 | 922.616 |  | 841.7563 | 0 | 30.351 | 50.5087 | 0
05.08. | 20 | 938.1258 |  | 847.3542 | 0 | 40.2 | 50.5716 | 0
05.08. | 21 | 954.9363 |  | 859.8931 | 0 | 44.22 | 50.8232 | 0
05.08. | 22 | 948.0434 |  | 854.5207 | 0 | 43.014 | 50.5087 | 0
05.08. | 23 | 941.1649 |  | 849.8149 | 0 | 40.401 | 50.949 | 0
05.08. | 24 | 863.7693 |  | 775.6353 | 0 | 37.185 | 50.949 | 0
06.08. | 1 | 860.9259 |  | 774.6255 | 0 | 34.974 | 51.3264 | 0
06.08. | 2 | 856.3007 |  | 773.003 | 0 | 32.16 | 51.1377 | 0
06.08. | 3 | 850.0707 |  | 771.6599 | 0 | 27.336 | 51.0748 | 0
06.08. | 4 | 844.4763 |  | 771.606 | 0 | 22.11 | 50.7603 | 0
06.08. | 5 | 838.1428 |  | 768.8659 | 0 | 18.894 | 50.3829 | 0
06.08. | 6 | 839.0707 |  | 772.508 | 0 | 16.683 | 49.8797 | 0
06.08. | 7 | 901.5076 |  | 837.1682 | 0 | 14.271 | 50.0684 | 0
06.08. | 8 | 904.5857 |  | 841.4769 | 0 | 12.663 | 50.4458 | 0
06.08. | 9 | 905.8223 |  | 845.4523 | 0 | 10.05 | 50.32 | 0
06.08. | 10 | 896.5781 |  | 838.4574 | 0 | 8.241 | 49.8797 | 0
06.08. | 11 | 880.9378 |  | 823.1344 | 0 | 10.251 | 47.5524 | 0
06.08. | 12 | 887.035 |  | 823.0266 | 0 | 17.085 | 46.9234 | 0
06.08. | 13 | 894.3546 |  | 820.8992 | 0 | 26.532 | 46.9234 | 0
06.08. | 14 | 907.9773 |  | 821.8452 | 0 | 38.391 | 47.7411 | 0
06.08. | 15 | 929.0362 |  | 828.443 | 0 | 51.657 | 48.9362 | 0
06.08. | 16 | 938.3302 |  | 829.0557 | 0 | 59.898 | 49.3765 | 0
06.08. | 17 | 956.1972 |  | 838.1142 | 0 | 67.134 | 50.949 | 0
06.08. | 18 | 962.0481 |  | 838.9524 | 0 | 71.958 | 51.1377 | 0
06.08. | 19 | 966.6146 |  | 839.5112 | 0 | 75.777 | 51.3264 | 0
06.08. | 20 | 968.9766 |  | 841.5847 | 0 | 76.38 | 51.0119 | 0
06.08. | 21 | 975.5586 |  | 845.0013 | 0 | 79.797 | 50.7603 | 0
06.08. | 22 | 979.2624 |  | 844.4964 | 0 | 83.817 | 50.949 | 0
06.08. | 23 | 992.6371 |  | 843.4866 | 0 | 97.887 | 51.2635 | 0
06.08. | 24 | 920.1098 |  | 760.067 | 0 | 108.339 | 51.7038 | 0
07.08. | 1 | 926.8483 |  | 758.7778 | 0 | 116.178 | 51.8925 | 0
07.08. | 2 | 931.8253 |  | 758.1651 | 0 | 122.208 | 51.4522 | 0
07.08. | 3 | 935.7259 |  | 758.7239 | 0 | 125.424 | 51.578 | 0
07.08. | 4 | 934.2373 |  | 758.1651 | 0 | 124.62 | 51.4522 | 0
07.08. | 5 | 933.5465 |  | 761.3562 | 0 | 120.801 | 51.3893 | 0
07.08. | 6 | 938.498 |  | 773.8951 | 0 | 112.962 | 51.6409 | 0
07.08. | 7 | 1007.7061 |  | 851.5452 | 0 | 104.52 | 51.6409 | 0
07.08. | 8 | 999.8195 |  | 859.5499 | 0 | 88.44 | 51.8296 | 0
07.08. | 9 | 985.2269 |  | 857.1431 | 0 | 76.38 | 51.7038 | 0
07.08. | 10 | 970.2275 |  | 854.9079 | 0 | 64.119 | 51.2006 | 0
07.08. | 11 | 960.7318 |  | 851.2658 | 0 | 57.888 | 51.578 | 0
07.08. | 12 | 961.3087 |  | 851.4913 | 0 | 58.491 | 51.3264 | 0
07.08. | 13 | 957.8989 |  | 846.3983 | 0 | 60.3 | 51.2006 | 0
07.08. | 14 | 958.44 |  | 845.0552 | 0 | 62.31 | 51.0748 | 0
07.08. | 15 | 967.0091 |  | 848.9767 | 0 | 67.335 | 50.6974 | 0
07.08. | 16 | 966.183 |  | 843.8298 | 0 | 72.159 | 50.1942 | 0
07.08. | 17 | 968.145 |  | 843.2171 | 0 | 75.174 | 49.7539 | 0
07.08. | 18 | 968.5577 |  | 843.6681 | 0 | 75.576 | 49.3136 | 0
07.08. | 19 | 968.1893 |  | 843.6142 | 0 | 75.576 | 48.9991 | 0
07.08. | 20 | 970.4851 |  | 844.4524 | 0 | 76.782 | 49.2507 | 0
07.08. | 21 | 979.8338 |  | 851.5012 | 0 | 78.39 | 49.9426 | 0
07.08. | 22 | 981.6701 |  | 854.2413 | 0 | 76.983 | 50.4458 | 0
07.08. | 23 | 974.659 |  | 852.3933 | 0 | 71.757 | 50.5087 | 0
07.08. | 24 | 887.4838 |  | 770.0913 | 0 | 66.129 | 51.2635 | 0
08.08. | 1 | 874.7261 |  | 763.1503 | 0 | 60.501 | 51.0748 | 0
08.08. | 2 | 873.4743 |  | 764.1601 | 0 | 58.491 | 50.8232 | 0
08.08. | 3 | 867.3856 |  | 763.0964 | 0 | 53.466 | 50.8232 | 0
08.08. | 4 | 862.439 |  | 763.3758 | 0 | 48.24 | 50.8232 | 0
08.08. | 5 | 854.4736 |  | 762.4837 | 0 | 41.607 | 50.3829 | 0
08.08. | 6 | 862.8618 |  | 774.2383 | 0 | 37.989 | 50.6345 | 0
08.08. | 7 | 898.2238 |  | 814.7128 | 0 | 32.562 | 50.949 | 0
08.08. | 8 | 899.8646 |  | 820.3107 | 0 | 28.542 | 51.0119 | 0
08.08. | 9 | 917.1052 |  | 839.575 | 0 | 27.336 | 50.1942 | 0
08.08. | 10 | 917.5201 |  | 841.6485 | 0 | 25.929 | 49.9426 | 0
08.08. | 11 | 920.2856 |  | 842.3151 | 0 | 27.336 | 50.6345 | 0
08.08. | 12 | 925.7867 |  | 842.7023 | 0 | 31.758 | 51.3264 | 0
08.08. | 13 | 930.7411 |  | 838.222 | 0 | 41.004 | 51.5151 | 0
08.08. | 14 | 908.2408 |  | 804.8062 | 0 | 52.863 | 50.5716 | 0
08.08. | 15 | 928.9908 |  | 806.762 | 0 | 71.154 | 51.0748 | 0
08.08. | 16 | 945.6183 |  | 805.9777 | 0 | 88.44 | 51.2006 | 0
08.08. | 17 | 953.4638 |  | 807.4924 | 0 | 95.274 | 50.6974 | 0
08.08. | 18 | 977.6263 |  | 814.8844 | 0 | 112.359 | 50.3829 | 0
08.08. | 19 | 982.0025 |  | 815.8942 | 0 | 115.977 | 50.1313 | 0
08.08. | 20 | 983.9488 |  | 821.546 | 0 | 111.957 | 50.4458 | 0
08.08. | 21 | 973.0841 |  | 821.095 | 0 | 101.103 | 50.8861 | 0
08.08. | 22 | 960.5129 |  | 812.5315 | 0 | 97.284 | 50.6974 | 0
08.08. | 23 | 956.7069 |  | 805.9238 | 0 | 99.897 | 50.8861 | 0
08.08. | 24 | 908.4504 |  | 752.7927 | 0 | 104.52 | 51.1377 | 0
09.08. | 1 | 900.4353 |  | 749.6016 | 0 | 99.696 | 51.1377 | 0
09.08. | 2 | 891.9923 |  | 750.9447 | 0 | 89.847 | 51.2006 | 0
09.08. | 3 | 885.7289 |  | 753.9642 | 0 | 79.998 | 51.7667 | 0
09.08. | 4 | 884.1094 |  | 759.165 | 0 | 72.36 | 52.5844 | 0
09.08. | 5 | 891.728 |  | 765.2139 | 0 | 74.37 | 52.1441 | 0
09.08. | 6 | 898.2587 |  | 766.7825 | 0 | 79.395 | 52.0812 | 0
09.08. | 7 | 937.6994 |  | 808.3207 | 0 | 76.983 | 52.3957 | 0
09.08. | 8 | 934.0523 |  | 812.5755 | 0 | 69.144 | 52.3328 | 0
09.08. | 9 | 934.2503 |  | 816.6048 | 0 | 65.124 | 52.5215 | 0
09.08. | 10 | 928.7188 |  | 816.5509 | 0 | 59.898 | 52.2699 | 0
09.08. | 11 | 923.0005 |  | 812.8549 | 0 | 57.687 | 52.4586 | 0
09.08. | 12 | 916.9805 |  | 810.2765 | 0 | 53.868 | 52.836 | 0
09.08. | 13 | 909.3117 |  | 801.9924 | 0 | 54.672 | 52.6473 | 0
09.08. | 14 | 904.7743 |  | 797.1788 | 0 | 55.074 | 52.5215 | 0
09.08. | 15 | 905.2231 |  | 794.8259 | 0 | 57.687 | 52.7102 | 0
09.08. | 16 | 910.4961 |  | 796.7817 | 0 | 60.501 | 53.2134 | 0
09.08. | 17 | 915.7589 |  | 797.0072 | 0 | 65.727 | 53.0247 | 0
09.08. | 18 | 929.9781 |  | 806.0756 | 0 | 70.752 | 53.1505 | 0
09.08. | 19 | 932.164 |  | 804.958 | 0 | 74.37 | 52.836 | 0
09.08. | 20 | 946.3603 |  | 814.5313 | 0 | 78.993 | 52.836 | 0
09.08. | 21 | 950.1196 |  | 814.8107 | 0 | 82.41 | 52.8989 | 0
09.08. | 22 | 956.7647 |  | 822.536 | 0 | 81.204 | 53.0247 | 0
09.08. | 23 | 959.0207 |  | 827.178 | 0 | 78.189 | 53.6537 | 0
09.08. | 24 | 906.4506 |  | 777.4096 | 0 | 75.576 | 53.465 | 0
10.08. | 1 | 900.6224 |  | 771.7578 | 0 | 75.777 | 53.0876 | 0
10.08. | 2 | 901.8976 |  | 768.9638 | 0 | 80.601 | 52.3328 | 0
10.08. | 3 | 904.985 |  | 766.4492 | 0 | 86.832 | 51.7038 | 0
10.08. | 4 | 904.0865 |  | 763.8169 | 0 | 88.44 | 51.8296 | 0
10.08. | 5 | 894.8873 |  | 761.464 | 0 | 81.405 | 52.0183 | 0
10.08. | 6 | 899.2858 |  | 771.9294 | 0 | 74.772 | 52.5844 | 0
10.08. | 7 | 935.1063 |  | 811.8451 | 0 | 70.551 | 52.7102 | 0
10.08. | 8 | 924.3697 |  | 813.9725 | 0 | 57.687 | 52.7102 | 0
10.08. | 9 | 922.9191 |  | 826.2419 | 0 | 45.225 | 51.4522 | 0
10.08. | 10 | 895.2509 |  | 813.4874 | 0 | 31.758 | 50.0055 | 0
10.08. | 11 | 881.7533 |  | 809.512 | 0 | 22.11 | 50.1313 | 0
10.08. | 12 | 876.7298 |  | 808.1051 | 0 | 17.487 | 51.1377 | 0
10.08. | 13 | 873.5628 |  | 807.3747 | 0 | 14.673 | 51.5151 | 0
10.08. | 14 | 846.227 |  | 779.1597 | 0 | 15.678 | 51.3893 | 0
10.08. | 15 | 855.9329 |  | 785.8752 | 0 | 18.291 | 51.7667 | 0
10.08. | 16 | 865.2836 |  | 790.2378 | 0 | 22.713 | 52.3328 | 0
10.08. | 17 | 875.5119 |  | 795.0514 | 0 | 27.939 | 52.5215 | 0
10.08. | 18 | 883.7713 |  | 799.9827 | 0 | 31.959 | 51.8296 | 0
10.08. | 19 | 902.4095 |  | 813.0804 | 0 | 37.185 | 52.1441 | 0
10.08. | 20 | 931.4334 |  | 833.624 | 0 | 45.225 | 52.5844 | 0
10.08. | 21 | 935.8661 |  | 834.075 | 0 | 49.647 | 52.1441 | 0
10.08. | 22 | 913.2177 |  | 814.0902 | 0 | 47.235 | 51.8925 | 0
10.08. | 23 | 904.8842 |  | 808.7717 | 0 | 44.22 | 51.8925 | 0
10.08. | 24 | 859.0605 |  | 766.5031 | 0 | 40.602 | 51.9554 | 0
11.08. | 1 | 855.2435 |  | 763.8169 | 0 | 39.597 | 51.8296 | 0
11.08. | 2 | 856.1627 |  | 764.3218 | 0 | 40.2 | 51.6409 | 0
11.08. | 3 | 857.6316 |  | 765.6649 | 0 | 40.2 | 51.7667 | 0
11.08. | 4 | 860.8247 |  | 766.1698 | 0 | 43.014 | 51.6409 | 0
11.08. | 5 | 859.8165 |  | 765.8904 | 0 | 42.411 | 51.5151 | 0
11.08. | 6 | 857.6634 |  | 772.6059 | 0 | 33.165 | 51.8925 | 0
11.08. | 7 | 883.1185 |  | 806.3649 | 0 | 24.924 | 51.8296 | 0
11.08. | 8 | 880.8577 |  | 812.7471 | 0 | 16.281 | 51.8296 | 0
11.08. | 9 | 874.9471 |  | 812.1883 | 0 | 11.055 | 51.7038 | 0
11.08. | 10 | 868.5032 |  | 808.7717 | 0 | 7.839 | 51.8925 | 0
11.08. | 11 | 859.508 |  | 802.3895 | 0 | 5.226 | 51.8925 | 0
11.08. | 12 | 854.1624 |  | 798.6396 | 0 | 3.819 | 51.7038 | 0
11.08. | 13 | 854.1927 |  | 797.3504 | 0 | 4.824 | 52.0183 | 0
11.08. | 14 | 856.5796 |  | 796.2328 | 0 | 8.643 | 51.7038 | 0
11.08. | 15 | 864.537 |  | 797.0171 | 0 | 15.879 | 51.6409 | 0
11.08. | 16 | 873.7474 |  | 799.7572 | 0 | 21.909 | 52.0812 | 0
11.08. | 17 | 887.4482 |  | 805.3551 | 0 | 29.949 | 52.1441 | 0
11.08. | 18 | 895.935 |  | 805.6884 | 0 | 37.788 | 52.4586 | 0
11.08. | 19 | 895.1808 |  | 799.3062 | 0 | 43.416 | 52.4586 | 0
11.08. | 20 | 900.007 |  | 800.9287 | 0 | 46.431 | 52.6473 | 0
11.08. | 21 | 899.5702 |  | 798.017 | 0 | 48.843 | 52.7102 | 0
11.08. | 22 | 896.6985 |  | 795.6102 | 0 | 48.441 | 52.6473 | 0
11.08. | 23 | 893.4499 |  | 794.321 | 0 | 46.23 | 52.8989 | 0
11.08. | 24 | 844.8729 |  | 750.4299 | 0 | 41.607 | 52.836 | 0
12.08. | 1 | 839.8437 |  | 751.4936 | 0 | 35.577 | 52.7731 | 0
12.08. | 2 | 829.6651 |  | 748.979 | 0 | 28.542 | 52.1441 | 0
12.08. | 3 | 825.1812 |  | 747.6359 | 0 | 25.527 | 52.0183 | 0
12.08. | 4 | 823.5764 |  | 747.9153 | 0 | 23.517 | 52.1441 | 0
12.08. | 5 | 824.5543 |  | 749.4839 | 0 | 23.115 | 51.9554 | 0
12.08. | 6 | 834.7328 |  | 760.6797 | 0 | 21.909 | 52.1441 | 0
12.08. | 7 | 896.4274 |  | 822.3743 | 0 | 21.909 | 52.1441 | 0
12.08. | 8 | 899.866 |  | 827.585 | 0 | 20.703 | 51.578 | 0
12.08. | 9 | 906.5069 |  | 836.374 | 0 | 18.492 | 51.6409 | 0
12.08. | 10 | 898.7722 |  | 832.1192 | 0 | 15.075 | 51.578 | 0
12.08. | 11 | 895.0714 |  | 828.5948 | 0 | 15.276 | 51.2006 | 0
12.08. | 12 | 903.3027 |  | 826.8007 | 0 | 24.924 | 51.578 | 0
12.08. | 13 | 915.103 |  | 825.737 | 0 | 37.788 | 51.578 | 0
12.08. | 14 | 921.3925 |  | 822.492 | 0 | 47.637 | 51.2635 | 0
12.08. | 15 | 929.0208 |  | 820.6979 | 0 | 56.682 | 51.6409 | 0
12.08. | 16 | 935.2702 |  | 815.9921 | 0 | 67.134 | 52.1441 | 0
12.08. | 17 | 947.614 |  | 819.5165 | 0 | 75.576 | 52.5215 | 0
12.08. | 18 | 957.4958 |  | 825.1144 | 0 | 79.797 | 52.5844 | 0
12.08. | 19 | 970.3687 |  | 832.5603 | 0 | 85.224 | 52.5844 | 0
12.08. | 20 | 976.4096 |  | 837.32 | 0 | 86.631 | 52.4586 | 0
12.08. | 21 | 974.3367 |  | 837.32 | 0 | 84.621 | 52.3957 | 0
12.08. | 22 | 959.2936 |  | 824.7272 | 0 | 82.611 | 51.9554 | 0
12.08. | 23 | 951.2059 |  | 819.742 | 0 | 79.194 | 52.2699 | 0
12.08. | 24 | 877.1459 |  | 749.3123 | 0 | 75.375 | 52.4586 | 0
13.08. | 1 | 870.9746 |  | 749.0329 | 0 | 69.546 | 52.3957 | 0
13.08. | 2 | 857.8561 |  | 745.5624 | 0 | 59.898 | 52.3957 | 0
13.08. | 3 | 851.3741 |  | 747.6359 | 0 | 51.657 | 52.0812 | 0
13.08. | 4 | 845.722 |  | 745.1752 | 0 | 48.843 | 51.7038 | 0
13.08. | 5 | 841.3687 |  | 743.6605 | 0 | 45.627 | 52.0812 | 0
13.08. | 6 | 844.4533 |  | 749.4839 | 0 | 43.014 | 51.9554 | 0
13.08. | 7 | 911.3883 |  | 811.8451 | 0 | 46.833 | 52.7102 | 0
13.08. | 8 | 912.3109 |  | 816.9381 | 0 | 42.411 | 52.9618 | 0
13.08. | 9 | 903.2169 |  | 817.6685 | 0 | 32.964 | 52.5844 | 0
13.08. | 10 | 893.9458 |  | 816.5509 | 0 | 25.125 | 52.2699 | 0
13.08. | 11 | 896.5339 |  | 819.742 | 0 | 24.522 | 52.2699 | 0
13.08. | 12 | 887.5146 |  | 810.8991 | 0 | 24.723 | 51.8925 | 0
13.08. | 13 | 895.4245 |  | 811.0069 | 0 | 31.959 | 52.4586 | 0
13.08. | 14 | 904.3272 |  | 812.0706 | 0 | 39.798 | 52.4586 | 0
13.08. | 15 | 900.0227 |  | 804.3013 | 0 | 45.024 | 50.6974 | 0
13.08. | 16 | 906.2201 |  | 804.3552 | 0 | 50.853 | 51.0119 | 0
13.08. | 17 | 910.416 |  | 803.2376 | 0 | 56.481 | 50.6974 | 0
13.08. | 18 | 917.6283 |  | 809.3943 | 0 | 57.285 | 50.949 | 0
13.08. | 19 | 926.7312 |  | 816.1098 | 0 | 59.295 | 51.3264 | 0
13.08. | 20 | 934.954 |  | 825.1243 | 0 | 58.692 | 51.1377 | 0
13.08. | 21 | 940.7464 |  | 829.2075 | 0 | 59.898 | 51.6409 | 0
13.08. | 22 | 944.0335 |  | 833.624 | 0 | 57.888 | 52.5215 | 0
13.08. | 23 | 939.5831 |  | 831.2711 | 0 | 55.476 | 52.836 | 0
13.08. | 24 | 870.6309 |  | 764.3658 | 0 | 52.863 | 53.4021 | 0
14.08. | 1 | 861.528 |  | 757.6503 | 0 | 50.853 | 53.0247 | 0
14.08. | 2 | 860.2489 |  | 755.92 | 0 | 52.059 | 52.2699 | 0
14.08. | 3 | 870.2402 |  | 754.8563 | 0 | 63.114 | 52.2699 | 0
14.08. | 4 | 873.5754 |  | 749.9888 | 0 | 71.757 | 51.8296 | 0
14.08. | 5 | 874.2749 |  | 749.9349 | 0 | 72.762 | 51.578 | 0
14.08. | 6 | 880.3922 |  | 757.6602 | 0 | 71.154 | 51.578 | 0
14.08. | 7 | 945.0184 |  | 825.7909 | 0 | 67.335 | 51.8925 | 0
14.08. | 8 | 946.5788 |  | 833.7956 | 0 | 60.702 | 52.0812 | 0
14.08. | 9 | 941.7866 |  | 840.7366 | 0 | 48.843 | 52.207 | 0
14.08. | 10 | 924.7034 |  | 833.7417 | 0 | 39.195 | 51.7667 | 0
14.08. | 11 | 913.0442 |  | 830.7761 | 0 | 30.753 | 51.5151 | 0
14.08. | 12 | 901.3775 |  | 827.6389 | 0 | 21.909 | 51.8296 | 0
14.08. | 13 | 890.6646 |  | 823.6096 | 0 | 15.477 | 51.578 | 0
14.08. | 14 | 884.6941 |  | 819.0215 | 0 | 14.472 | 51.2006 | 0
14.08. | 15 | 881.2684 |  | 815.8843 | 0 | 13.869 | 51.5151 | 0
14.08. | 16 | 886.3772 |  | 818.0656 | 0 | 16.482 | 51.8296 | 0
14.08. | 17 | 889.6193 |  | 817.8401 | 0 | 19.698 | 52.0812 | 0
14.08. | 18 | 890.6808 |  | 817.2813 | 0 | 21.507 | 51.8925 | 0
14.08. | 19 | 898.5148 |  | 823.9968 | 0 | 22.311 | 52.207 | 0
14.08. | 20 | 905.2475 |  | 824.2223 | 0 | 28.944 | 52.0812 | 0
14.08. | 21 | 914.6338 |  | 825.8448 | 0 | 36.582 | 52.207 | 0
14.08. | 22 | 917.2488 |  | 823.1586 | 0 | 42.009 | 52.0812 | 0
14.08. | 23 | 921.9544 |  | 822.3743 | 0 | 47.436 | 52.1441 | 0
14.08. | 24 | 844.6377 |  | 737.5577 | 0 | 54.873 | 52.207 | 0
15.08. | 1 | 843.8126 |  | 731.0677 | 0 | 61.104 | 51.6409 | 0
15.08. | 2 | 852.734 |  | 732.6902 | 0 | 68.34 | 51.7038 | 0
15.08. | 3 | 858.3433 |  | 732.1314 | 0 | 74.571 | 51.6409 | 0
15.08. | 4 | 855.4674 |  | 730.7883 | 0 | 73.164 | 51.5151 | 0
15.08. | 5 | 853.5171 |  | 730.5089 | 0 | 71.556 | 51.4522 | 0
15.08. | 6 | 854.4656 |  | 731.0677 | 0 | 71.757 | 51.6409 | 0
15.08. | 7 | 850.4792 |  | 731.0138 | 0 | 68.139 | 51.3264 | 0
15.08. | 8 | 845.1935 |  | 731.2932 | 0 | 62.511 | 51.3893 | 0
15.08. | 9 | 827.7921 |  | 726.4796 | 0 | 50.049 | 51.2635 | 0
15.08. | 10 | 819.9187 |  | 732.1853 | 0 | 35.778 | 51.9554 | 0
15.08. | 11 | 803.4345 |  | 730.5628 | 0 | 21.105 | 51.7667 | 0
15.08. | 12 | 792.7773 |  | 731.6265 | 0 | 9.447 | 51.7038 | 0
15.08. | 13 | 789.7645 |  | 733.249 | 0 | 4.623 | 51.8925 | 0
15.08. | 14 | 789.6732 |  | 730.8961 | 0 | 6.633 | 52.1441 | 0
15.08. | 15 | 801.4456 |  | 737.0528 | 0 | 12.06 | 52.3328 | 0
15.08. | 16 | 812.9951 |  | 742.3713 | 0 | 18.291 | 52.3328 | 0
15.08. | 17 | 812.2896 |  | 739.6312 | 0 | 20.703 | 51.9554 | 0
15.08. | 18 | 818.0308 |  | 742.8223 | 0 | 23.316 | 51.8925 | 0
15.08. | 19 | 829.284 |  | 751.1603 | 0 | 25.728 | 52.3957 | 0
15.08. | 20 | 836.4137 |  | 758.1013 | 0 | 25.728 | 52.5844 | 0
15.08. | 21 | 832.6403 |  | 752.7828 | 0 | 27.336 | 52.5215 | 0
15.08. | 22 | 826.1275 |  | 746.5722 | 0 | 27.537 | 52.0183 | 0
15.08. | 23 | 822.9941 |  | 745.7879 | 0 | 25.125 | 52.0812 | 0
15.08. | 24 | 827.6434 |  | 749.8711 | 0 | 25.125 | 52.6473 | 0
16.08. | 1 | 829.8096 |  | 749.5378 | 0 | 27.939 | 52.3328 | 0
16.08. | 2 | 820.2092 |  | 741.5331 | 0 | 26.532 | 52.1441 | 0
16.08. | 3 | 812.6516 |  | 739.1263 | 0 | 21.507 | 52.0183 | 0
16.08. | 4 | 805.4144 |  | 736.1607 | 0 | 17.487 | 51.7667 | 0
16.08. | 5 | 808.6759 |  | 739.5234 | 0 | 17.889 | 51.2635 | 0
16.08. | 6 | 817.1529 |  | 746.7438 | 0 | 18.894 | 51.5151 | 0
16.08. | 7 | 859.2412 |  | 786.885 | 0 | 20.904 | 51.4522 | 0
16.08. | 8 | 862.489 |  | 793.826 | 0 | 17.085 | 51.578 | 0
16.08. | 9 | 868.2127 |  | 799.4239 | 0 | 17.085 | 51.7038 | 0
16.08. | 10 | 865.9649 |  | 799.1984 | 0 | 14.874 | 51.8925 | 0
16.08. | 11 | 865.5522 |  | 798.7474 | 0 | 14.472 | 52.3328 | 0
16.08. | 12 | 849.0305 |  | 783.0174 | 0 | 13.869 | 52.1441 | 0
16.08. | 13 | 846.9626 |  | 776.3019 | 0 | 18.894 | 51.7667 | 0
16.08. | 14 | 859.6256 |  | 776.3019 | 0 | 31.557 | 51.7667 | 0
16.08. | 15 | 871.9095 |  | 775.797 | 0 | 44.22 | 51.8925 | 0
16.08. | 16 | 894.3023 |  | 780.6645 | 0 | 61.305 | 52.3328 | 0
16.08. | 17 | 909.236 |  | 780.3851 | 0 | 76.581 | 52.2699 | 0
16.08. | 18 | 915.3725 |  | 777.7528 | 0 | 85.224 | 52.3957 | 0
16.08. | 19 | 916.0795 |  | 777.8705 | 0 | 86.631 | 51.578 | 0
16.08. | 20 | 920.7602 |  | 780.2773 | 0 | 88.842 | 51.6409 | 0
16.08. | 21 | 928.328 |  | 784.4144 | 0 | 91.455 | 52.4586 | 0
16.08. | 22 | 933.7651 |  | 794.8259 | 0 | 86.229 | 52.7102 | 0
16.08. | 23 | 927.9142 |  | 793.9877 | 0 | 81.405 | 52.5215 | 0
16.08. | 24 | 882.2587 |  | 746.1212 | 0 | 83.616 | 52.5215 | 0
17.08. | 1 | 884.4602 |  | 748.6358 | 0 | 82.611 | 53.2134 | 0
17.08. | 2 | 883.2627 |  | 747.4643 | 0 | 83.214 | 52.5844 | 0
17.08. | 3 | 886.9531 |  | 744.9497 | 0 | 90.048 | 51.9554 | 0
17.08. | 4 | 892.1194 |  | 745.2291 | 0 | 94.872 | 52.0183 | 0
17.08. | 5 | 886.2382 |  | 745.6801 | 0 | 89.043 | 51.5151 | 0
17.08. | 6 | 882.5205 |  | 744.2391 | 0 | 88.842 | 49.4394 | 0
17.08. | 7 | 911.2827 |  | 776.0423 | 0 | 86.43 | 48.8104 | 0
17.08. | 8 | 910.7659 |  | 784.1548 | 0 | 76.983 | 49.6281 | 0
17.08. | 9 | 928.1669 |  | 812.8747 | 0 | 65.727 | 49.5652 | 0
17.08. | 10 | 919.5368 |  | 814.9482 | 0 | 55.275 | 49.3136 | 0
17.08. | 11 | 909.0251 |  | 815.2276 | 0 | 44.421 | 49.3765 | 0
17.08. | 12 | 894.4128 |  | 813.6051 | 0 | 31.557 | 49.2507 | 0
17.08. | 13 | 885.5101 |  | 812.5414 | 0 | 23.718 | 49.2507 | 0
17.08. | 14 | 852.4486 |  | 781.4147 | 0 | 21.909 | 49.1249 | 0
17.08. | 15 | 857.7024 |  | 784.091 | 0 | 22.914 | 50.6974 | 0
17.08. | 16 | 860.886 |  | 787.1105 | 0 | 22.512 | 51.2635 | 0
17.08. | 17 | 854.5725 |  | 779.2136 | 0 | 23.718 | 51.6409 | 0
17.08. | 18 | 860.2017 |  | 782.1792 | 0 | 26.13 | 51.8925 | 0
17.08. | 19 | 869.4695 |  | 791.6986 | 0 | 26.13 | 51.6409 | 0
17.08. | 20 | 898.237 |  | 812.4138 | 0 | 34.371 | 51.4522 | 0
17.08. | 21 | 919.3032 |  | 814.8745 | 0 | 52.662 | 51.7667 | 0
17.08. | 22 | 914.9383 |  | 794.7181 | 0 | 68.139 | 52.0812 | 0
17.08. | 23 | 933.2315 |  | 796.3406 | 0 | 84.621 | 52.2699 | 0
17.08. | 24 | 901.241 |  | 752.5034 | 0 | 96.279 | 52.4586 | 0
18.08. | 1 | 910.3586 |  | 754.2975 | 0 | 103.917 | 52.1441 | 0
18.08. | 2 | 904.7565 |  | 749.7633 | 0 | 102.912 | 52.0812 | 0
18.08. | 3 | 900.6965 |  | 749.2584 | 0 | 99.294 | 52.1441 | 0
18.08. | 4 | 894.8247 |  | 746.2389 | 0 | 96.882 | 51.7038 | 0
18.08. | 5 | 902.8649 |  | 750.5476 | 0 | 100.299 | 52.0183 | 0
18.08. | 6 | 911.2768 |  | 756.1455 | 0 | 103.113 | 52.0183 | 0
18.08. | 7 | 946.3692 |  | 789.4535 | 0 | 104.52 | 52.3957 | 0
18.08. | 8 | 944.6915 |  | 792.3113 | 0 | 100.299 | 52.0812 | 0
18.08. | 9 | 930.4658 |  | 791.3653 | 0 | 87.837 | 51.2635 | 0
18.08. | 10 | 899.0756 |  | 778.4931 | 0 | 69.948 | 50.6345 | 0
18.08. | 11 | 880.75 |  | 779.8901 | 0 | 49.848 | 51.0119 | 0
18.08. | 12 | 860.2729 |  | 776.699 | 0 | 32.562 | 51.0119 | 0
18.08. | 13 | 845.3273 |  | 773.5618 | 0 | 20.502 | 51.2635 | 0
18.08. | 14 | 839.5602 |  | 774.9049 | 0 | 13.266 | 51.3893 | 0
18.08. | 15 | 848.1417 |  | 782.1792 | 0 | 14.07 | 51.8925 | 0
18.08. | 16 | 855.163 |  | 785.7575 | 0 | 16.884 | 52.5215 | 0
18.08. | 17 | 858.6387 |  | 786.8212 | 0 | 19.296 | 52.5215 | 0
18.08. | 18 | 864.7306 |  | 788.1643 | 0 | 23.919 | 52.6473 | 0
18.08. | 19 | 875.8435 |  | 794.8798 | 0 | 27.939 | 53.0247 | 0
18.08. | 20 | 893.3131 |  | 798.2425 | 0 | 42.612 | 52.4586 | 0
18.08. | 21 | 917.2365 |  | 801.4875 | 0 | 62.913 | 52.836 | 0
18.08. | 22 | 927.9679 |  | 801.7669 | 0 | 73.365 | 52.836 | 0
18.08. | 23 | 935.028 |  | 802.8845 | 0 | 78.993 | 53.1505 | 0
18.08. | 24 | 891.2412 |  | 754.7386 | 0 | 83.415 | 53.0876 | 0
19.08. | 1 | 883.8647 |  | 748.8074 | 0 | 82.41 | 52.6473 | 0
19.08. | 2 | 880.7746 |  | 749.7633 | 0 | 78.993 | 52.0183 | 0
19.08. | 3 | 878.0805 |  | 747.9252 | 0 | 79.395 | 50.7603 | 0
19.08. | 4 | 881.753 |  | 750.0526 | 0 | 81.003 | 50.6974 | 0
19.08. | 5 | 880.0035 |  | 745.4645 | 0 | 84.219 | 50.32 | 0
19.08. | 6 | 891.1761 |  | 751.9006 | 0 | 88.641 | 50.6345 | 0
19.08. | 7 | 963.0624 |  | 822.492 | 0 | 89.244 | 51.3264 | 0
19.08. | 8 | 953.3666 |  | 826.188 | 0 | 75.978 | 51.2006 | 0
19.08. | 9 | 939.9451 |  | 829.5507 | 0 | 59.697 | 50.6974 | 0
19.08. | 10 | 925.1266 |  | 830.335 | 0 | 44.22 | 50.5716 | 0
19.08. | 11 | 913.8455 |  | 829.2174 | 0 | 34.371 | 50.2571 | 0
19.08. | 12 | 904.4704 |  | 827.9821 | 0 | 25.728 | 50.7603 | 0
19.08. | 13 | 892.0455 |  | 823.8351 | 0 | 16.884 | 51.3264 | 0
19.08. | 14 | 883.7856 |  | 818.9676 | 0 | 13.869 | 50.949 | 0
19.08. | 15 | 881.4343 |  | 817.3451 | 0 | 13.266 | 50.8232 | 0
19.08. | 16 | 892.6544 |  | 825.6732 | 0 | 14.271 | 52.7102 | 0
19.08. | 17 | 896.2821 |  | 827.4673 | 0 | 16.482 | 52.3328 | 0
19.08. | 18 | 902.574 |  | 830.1535 | 0 | 19.899 | 52.5215 | 0
19.08. | 19 | 913.2827 |  | 835.2465 | 0 | 25.326 | 52.7102 | 0
19.08. | 20 | 933.6217 |  | 838.4376 | 0 | 42.411 | 52.7731 | 0
19.08. | 21 | 960.2659 |  | 842.9718 | 0 | 64.521 | 52.7731 | 0
19.08. | 22 | 969.4564 |  | 842.1875 | 0 | 74.37 | 52.8989 | 0
19.08. | 23 | 971.762 |  | 836.1386 | 0 | 82.41 | 53.2134 | 0
19.08. | 24 | 902.6591 |  | 761.5718 | 0 | 88.44 | 52.6473 | 0
20.08. | 1 | 899.467 |  | 759.7238 | 0 | 87.033 | 52.7102 | 0
20.08. | 2 | 898.2712 |  | 761.4541 | 0 | 83.415 | 53.4021 | 0
20.08. | 3 | 893.484 |  | 761.6796 | 0 | 78.591 | 53.2134 | 0
20.08. | 4 | 890.22 |  | 761.0669 | 0 | 76.38 | 52.7731 | 0
20.08. | 5 | 888.4824 |  | 759.8954 | 0 | 76.38 | 52.207 | 0
20.08. | 6 | 903.3884 |  | 771.1451 | 0 | 79.596 | 52.6473 | 0
20.08. | 7 | 965.9099 |  | 832.3348 | 0 | 80.802 | 52.7731 | 0
20.08. | 8 | 975.0695 |  | 842.8002 | 0 | 78.993 | 53.2763 | 0
20.08. | 9 | 957.3813 |  | 838.4915 | 0 | 65.928 | 52.9618 | 0
20.08. | 10 | 938.4435 |  | 836.8151 | 0 | 49.044 | 52.5844 | 0
20.08. | 11 | 925.2591 |  | 837.3739 | 0 | 35.175 | 52.7102 | 0
20.08. | 12 | 908.4378 |  | 833.0652 | 0 | 22.914 | 52.4586 | 0
20.08. | 13 | 894.8293 |  | 828.4771 | 0 | 14.271 | 52.0812 | 0
20.08. | 14 | 887.1523 |  | 826.6291 | 0 | 8.442 | 52.0812 | 0
20.08. | 15 | 884.7435 |  | 826.9085 | 0 | 5.628 | 52.207 | 0
20.08. | 16 | 889.5287 |  | 829.3692 | 0 | 7.638 | 52.5215 | 0
20.08. | 17 | 896.2301 |  | 832.227 | 0 | 11.859 | 52.1441 | 0
20.08. | 18 | 905.0753 |  | 835.1926 | 0 | 17.487 | 52.3957 | 0
20.08. | 19 | 910.3473 |  | 838.4915 | 0 | 18.894 | 52.9618 | 0
20.08. | 20 | 918.8589 |  | 844.3149 | 0 | 21.708 | 52.836 | 0
20.08. | 21 | 923.2558 |  | 843.1973 | 0 | 27.537 | 52.5215 | 0
20.08. | 22 | 927.2529 |  | 843.7022 | 0 | 31.155 | 52.3957 | 0
20.08. | 23 | 925.1265 |  | 840.2317 | 0 | 32.562 | 52.3328 | 0
20.08. | 24 | 856.236 |  | 770.3608 | 0 | 33.165 | 52.7102 | 0
21.08. | 1 | 857.3853 |  | 766.6109 | 0 | 38.19 | 52.5844 | 0
21.08. | 2 | 863.1807 |  | 766.6648 | 0 | 43.617 | 52.8989 | 0
21.08. | 3 | 862.3484 |  | 765.2678 | 0 | 44.622 | 52.4586 | 0
21.08. | 4 | 863.475 |  | 766.3315 | 0 | 44.622 | 52.5215 | 0
21.08. | 5 | 862.8449 |  | 767.9001 | 0 | 42.612 | 52.3328 | 0
21.08. | 6 | 871.6057 |  | 778.6449 | 0 | 39.999 | 52.9618 | 0
21.08. | 7 | 937.8367 |  | 846.4962 | 0 | 38.19 | 53.1505 | 0
21.08. | 8 | 941.935 |  | 855.4568 | 0 | 33.768 | 52.7102 | 0
21.08. | 9 | 938.554 |  | 861.3341 | 0 | 24.321 | 52.8989 | 0
21.08. | 10 | 926.3179 |  | 858.143 | 0 | 15.276 | 52.8989 | 0
21.08. | 11 | 919.9088 |  | 857.6381 | 0 | 9.246 | 53.0247 | 0
21.08. | 12 | 913.393 |  | 855.4568 | 0 | 5.226 | 52.7102 | 0
21.08. | 13 | 907.414 |  | 852.0402 | 0 | 2.412 | 52.9618 | 0
21.08. | 14 | 906.7533 |  | 849.6334 | 0 | 4.221 | 52.8989 | 0
21.08. | 15 | 912.2838 |  | 851.0304 | 0 | 8.04 | 53.2134 | 0
21.08. | 16 | 918.126 |  | 848.7314 | 0 | 15.678 | 53.7166 | 0
21.08. | 17 | 922.0037 |  | 849.7951 | 0 | 18.492 | 53.7166 | 0
21.08. | 18 | 925.1851 |  | 851.1921 | 0 | 19.899 | 54.094 | 0
21.08. | 19 | 923.0706 |  | 851.1382 | 0 | 18.09 | 53.8424 | 0
21.08. | 20 | 931.3215 |  | 857.241 | 0 | 20.301 | 53.7795 | 0
21.08. | 21 | 933.6738 |  | 857.5204 | 0 | 22.311 | 53.8424 | 0
21.08. | 22 | 932.8437 |  | 857.7459 | 0 | 21.507 | 53.5908 | 0
21.08. | 23 | 922.7828 |  | 852.9862 | 0 | 16.08 | 53.7166 | 0
21.08. | 24 | 840.0154 |  | 774.3263 | 0 | 11.658 | 54.0311 | 0
22.08. | 1 | 832.1655 |  | 769.5666 | 0 | 8.442 | 54.1569 | 0
22.08. | 2 | 831.2789 |  | 770.3509 | 0 | 6.834 | 54.094 | 0
22.08. | 3 | 822.7225 |  | 764.1942 | 0 | 4.623 | 53.9053 | 0
22.08. | 4 | 819.8237 |  | 763.356 | 0 | 2.814 | 53.6537 | 0
22.08. | 5 | 817.956 |  | 762.2923 | 0 | 2.01 | 53.6537 | 0
22.08. | 6 | 834.1418 |  | 778.3017 | 0 | 1.809 | 54.0311 | 0
22.08. | 7 | 870.7161 |  | 815.9822 | 0 | 1.206 | 53.5279 | 0
22.08. | 8 | 875.2674 |  | 821.5262 | 0 | 0.402 | 53.3392 | 0
22.08. | 9 | 898.9253 |  | 845.7119 | 0 | 0 | 53.2134 | 0
22.08. | 10 | 894.1762 |  | 840.4473 | 0 | 0.201 | 53.5279 | 0
22.08. | 11 | 891.5881 |  | 837.2562 | 0 | 0.804 | 53.5279 | 0
22.08. | 12 | 887.746 |  | 833.4524 | 0 | 1.206 | 53.0876 | 0
22.08. | 13 | 881.279 |  | 826.232 | 0 | 2.211 | 52.836 | 0
22.08. | 14 | 848.6981 |  | 788.8408 | 0 | 7.839 | 52.0183 | 0
22.08. | 15 | 849.392 |  | 782.5763 | 0 | 15.678 | 51.1377 | 0
22.08. | 16 | 866.0289 |  | 789.1741 | 0 | 24.522 | 52.3328 | 0
22.08. | 17 | 873.3572 |  | 790.1839 | 0 | 31.155 | 52.0183 | 0
22.08. | 18 | 881.8476 |  | 799.414 | 0 | 29.346 | 53.0876 | 0
22.08. | 19 | 888.5942 |  | 811.2225 | 0 | 23.718 | 53.6537 | 0
22.08. | 20 | 900.0461 |  | 826.6192 | 0 | 19.899 | 53.5279 | 0
22.08. | 21 | 903.5198 |  | 830.3691 | 0 | 19.497 | 53.6537 | 0
22.08. | 22 | 888.1802 |  | 816.4871 | 0 | 18.291 | 53.4021 | 0
22.08. | 23 | 883.2281 |  | 813.9087 | 0 | 15.477 | 53.8424 | 0
22.08. | 24 | 830.3247 |  | 762.6256 | 0 | 13.668 | 54.0311 | 0
23.08. | 1 | 825.245 |  | 756.1895 | 0 | 15.276 | 53.7795 | 0
23.08. | 2 | 825.6428 |  | 757.2532 | 0 | 14.673 | 53.7166 | 0
23.08. | 3 | 825.1592 |  | 756.6944 | 0 | 14.874 | 53.5908 | 0
23.08. | 4 | 820.8815 |  | 752.9445 | 0 | 14.472 | 53.465 | 0
23.08. | 5 | 821.2703 |  | 755.2435 | 0 | 13.065 | 52.9618 | 0
23.08. | 6 | 819.7417 |  | 754.1798 | 0 | 12.663 | 52.8989 | 0
23.08. | 7 | 858.7707 |  | 793.9239 | 0 | 11.256 | 53.5908 | 0
23.08. | 8 | 860.0819 |  | 797.0072 | 0 | 10.05 | 53.0247 | 0
23.08. | 9 | 857.0072 |  | 797.2866 | 0 | 6.633 | 53.0876 | 0
23.08. | 10 | 850.173 |  | 792.9779 | 0 | 4.422 | 52.7731 | 0
23.08. | 11 | 841.4624 |  | 784.4683 | 0 | 4.221 | 52.7731 | 0
23.08. | 12 | 841.0885 |  | 781.5566 | 0 | 6.633 | 52.8989 | 0
23.08. | 13 | 837.596 |  | 773.8951 | 0 | 12.06 | 51.6409 | 0
23.08. | 14 | 838.2585 |  | 769.307 | 0 | 17.688 | 51.2635 | 0
23.08. | 15 | 849.0769 |  | 772.0471 | 0 | 25.326 | 51.7038 | 0
23.08. | 16 | 861.3192 |  | 771.4883 | 0 | 38.19 | 51.6409 | 0
23.08. | 17 | 878.2828 |  | 774.7333 | 0 | 51.657 | 51.8925 | 0
23.08. | 18 | 893.3799 |  | 779.8802 | 0 | 61.104 | 52.3957 | 0
23.08. | 19 | 911.28 |  | 788.9486 | 0 | 69.747 | 52.5844 | 0
23.08. | 20 | 919.1026 |  | 790.9682 | 0 | 76.179 | 51.9554 | 0
23.08. | 21 | 919.174 |  | 789.7967 | 0 | 77.988 | 51.3893 | 0
23.08. | 22 | 918.9934 |  | 792.0418 | 0 | 76.38 | 50.5716 | 0
23.08. | 23 | 913.0015 |  | 786.5517 | 0 | 75.375 | 51.0748 | 0
23.08. | 24 | 870.1868 |  | 742.7046 | 0 | 74.772 | 52.7102 | 0
24.08. | 1 | 868.5778 |  | 744.0477 | 0 | 71.757 | 52.7731 | 0
24.08. | 2 | 873.5194 |  | 750.4838 | 0 | 69.948 | 53.0876 | 0
24.08. | 3 | 869.1668 |  | 751.9985 | 0 | 64.521 | 52.6473 | 0
24.08. | 4 | 858.5138 |  | 751.9985 | 0 | 53.868 | 52.6473 | 0
24.08. | 5 | 856.7038 |  | 753.3416 | 0 | 50.652 | 52.7102 | 0
24.08. | 6 | 861.6193 |  | 760.0032 | 0 | 48.843 | 52.7731 | 0
24.08. | 7 | 893.5064 |  | 793.7622 | 0 | 47.034 | 52.7102 | 0
24.08. | 8 | 898.1592 |  | 803.3894 | 0 | 41.808 | 52.9618 | 0
24.08. | 9 | 913.5347 |  | 831.8299 | 0 | 28.743 | 52.9618 | 0
24.08. | 10 | 902.6459 |  | 828.9182 | 0 | 20.703 | 53.0247 | 0
24.08. | 11 | 901.4399 |  | 828.9182 | 0 | 19.497 | 53.0247 | 0
24.08. | 12 | 893.7547 |  | 822.6537 | 0 | 18.894 | 52.207 | 0
24.08. | 13 | 890.0537 |  | 814.8206 | 0 | 23.718 | 51.5151 | 0
24.08. | 14 | 873.0843 |  | 791.4192 | 0 | 30.15 | 51.5151 | 0
24.08. | 15 | 885.6316 |  | 792.1936 | 0 | 40.602 | 52.836 | 0
24.08. | 16 | 902.0541 |  | 796.7817 | 0 | 52.059 | 53.2134 | 0
24.08. | 17 | 910.6481 |  | 797.5121 | 0 | 60.3 | 52.836 | 0
24.08. | 18 | 929.0069 |  | 810.3304 | 0 | 65.526 | 53.1505 | 0
24.08. | 19 | 939.6745 |  | 815.3057 | 0 | 70.149 | 54.2198 | 0
24.08. | 20 | 960.9369 |  | 827.5751 | 0 | 80.4 | 52.9618 | 0
24.08. | 21 | 970.5341 |  | 835.3004 | 0 | 82.209 | 53.0247 | 0
24.08. | 22 | 941.4699 |  | 808.9873 | 0 | 79.395 | 53.0876 | 0
24.08. | 23 | 936.3494 |  | 807.6981 | 0 | 75.375 | 53.2763 | 0
24.08. | 24 | 890.8583 |  | 763.9148 | 0 | 73.164 | 53.7795 | 0
25.08. | 1 | 884.24 |  | 758.9934 | 0 | 72.159 | 53.0876 | 0
25.08. | 2 | 886.952 |  | 765.8266 | 0 | 68.541 | 52.5844 | 0
25.08. | 3 | 885.0865 |  | 766.3854 | 0 | 65.928 | 52.7731 | 0
25.08. | 4 | 885.429 |  | 770.9735 | 0 | 61.305 | 53.1505 | 0
25.08. | 5 | 885.1486 |  | 772.0372 | 0 | 59.898 | 53.2134 | 0
25.08. | 6 | 888.631 |  | 778.9243 | 0 | 56.682 | 53.0247 | 0
25.08. | 7 | 925.9421 |  | 816.7126 | 0 | 56.079 | 53.1505 | 0
25.08. | 8 | 923.9671 |  | 823.933 | 0 | 46.632 | 53.4021 | 0
25.08. | 9 | 908.6083 |  | 820.4086 | 0 | 35.175 | 53.0247 | 0
25.08. | 10 | 895.7767 |  | 817.3891 | 0 | 25.929 | 52.4586 | 0
25.08. | 11 | 882.0304 |  | 808.4285 | 0 | 20.703 | 52.8989 | 0
25.08. | 12 | 878.5716 |  | 804.0659 | 0 | 22.11 | 52.3957 | 0
25.08. | 13 | 879.9647 |  | 803.3355 | 0 | 23.919 | 52.7102 | 0
25.08. | 14 | 879.1585 |  | 801.713 | 0 | 24.924 | 52.5215 | 0
25.08. | 15 | 883.0143 |  | 801.9385 | 0 | 28.743 | 52.3328 | 0
25.08. | 16 | 890.1331 |  | 804.1198 | 0 | 33.366 | 52.6473 | 0
25.08. | 17 | 894.2976 |  | 804.6786 | 0 | 36.783 | 52.836 | 0
25.08. | 18 | 894.5887 |  | 804.0659 | 0 | 38.19 | 52.3328 | 0
25.08. | 19 | 907.4984 |  | 811.7373 | 0 | 43.617 | 52.1441 | 0
25.08. | 20 | 921.4808 |  | 819.2371 | 0 | 49.848 | 52.3957 | 0
25.08. | 21 | 926.0938 |  | 821.8155 | 0 | 52.26 | 52.0183 | 0
25.08. | 22 | 924.7348 |  | 822.4282 | 0 | 49.848 | 52.4586 | 0
25.08. | 23 | 920.1566 |  | 822.7615 | 0 | 44.622 | 52.7731 | 0
25.08. | 24 | 869.5609 |  | 775.7332 | 0 | 40.803 | 53.0247 | 0
26.08. | 1 | 858.2684 |  | 769.9197 | 0 | 36.582 | 51.7667 | 0
26.08. | 2 | 856.7191 |  | 770.9834 | 0 | 33.969 | 51.7667 | 0
26.08. | 3 | 850.4889 |  | 765.3316 | 0 | 33.768 | 51.3893 | 0
26.08. | 4 | 849.3068 |  | 763.4836 | 0 | 34.371 | 51.4522 | 0
26.08. | 5 | 848.818 |  | 765.3316 | 0 | 32.16 | 51.3264 | 0
26.08. | 6 | 854.2561 |  | 774.4 | 0 | 28.341 | 51.5151 | 0
26.08. | 7 | 913.8332 |  | 840.07 | 0 | 22.311 | 51.4522 | 0
26.08. | 8 | 919.4559 |  | 851.158 | 0 | 17.286 | 51.0119 | 0
26.08. | 9 | 917.22 |  | 854.3491 | 0 | 11.859 | 51.0119 | 0
26.08. | 10 | 907.7499 |  | 850.5453 | 0 | 6.633 | 50.5716 | 0
26.08. | 11 | 898.446 |  | 843.8298 | 0 | 4.422 | 50.1942 | 0
26.08. | 12 | 901.8274 |  | 846.5699 | 0 | 4.623 | 50.6345 | 0
26.08. | 13 | 899.5261 |  | 842.8739 | 0 | 5.829 | 50.8232 | 0
26.08. | 14 | 901.0764 |  | 840.4671 | 0 | 9.849 | 50.7603 | 0
26.08. | 15 | 902.6245 |  | 836.4378 | 0 | 15.678 | 50.5087 | 0
26.08. | 16 | 908.3341 |  | 836.9966 | 0 | 20.703 | 50.6345 | 0
26.08. | 17 | 912.9225 |  | 838.3936 | 0 | 23.517 | 51.0119 | 0
26.08. | 18 | 915.9126 |  | 841.5847 | 0 | 23.316 | 51.0119 | 0
26.08. | 19 | 916.0417 |  | 842.82 | 0 | 22.713 | 50.5087 | 0
26.08. | 20 | 922.8162 |  | 847.4081 | 0 | 24.522 | 50.8861 | 0
26.08. | 21 | 924.3635 |  | 849.0306 | 0 | 24.321 | 51.0119 | 0
26.08. | 22 | 915.9676 |  | 842.4328 | 0 | 23.718 | 49.8168 | 0
26.08. | 23 | 914.7626 |  | 841.0897 | 0 | 23.919 | 49.7539 | 0
26.08. | 24 | 840.9578 |  | 767.5228 | 0 | 23.115 | 50.32 | 0
27.08. | 1 | 835.3973 |  | 763.0425 | 0 | 21.909 | 50.4458 | 0
27.08. | 2 | 830.7395 |  | 760.1308 | 0 | 20.1 | 50.5087 | 0
27.08. | 3 | 826.666 |  | 756.6603 | 0 | 19.497 | 50.5087 | 0
27.08. | 4 | 832.2333 |  | 758.2828 | 0 | 23.316 | 50.6345 | 0
27.08. | 5 | 838.5588 |  | 760.9151 | 0 | 27.135 | 50.5087 | 0
27.08. | 6 | 849.8217 |  | 771.0472 | 0 | 28.14 | 50.6345 | 0
27.08. | 7 | 905.8391 |  | 829.1635 | 0 | 26.733 | 49.9426 | 0
27.08. | 8 | 914.8952 |  | 838.2319 | 0 | 26.532 | 50.1313 | 0
27.08. | 9 | 913.9949 |  | 842.5945 | 0 | 20.703 | 50.6974 | 0
27.08. | 10 | 907.6843 |  | 839.3495 | 0 | 17.889 | 50.4458 | 0
27.08. | 11 | 902.1879 |  | 837.8348 | 0 | 13.467 | 50.8861 | 0
27.08. | 12 | 897.6137 |  | 832.7957 | 0 | 13.869 | 50.949 | 0
27.08. | 13 | 900.3342 |  | 828.8203 | 0 | 20.502 | 51.0119 | 0
27.08. | 14 | 915.6311 |  | 831.0016 | 0 | 33.366 | 51.2635 | 0
27.08. | 15 | 914.6293 |  | 831.281 | 0 | 31.959 | 51.3893 | 0
27.08. | 16 | 907.1998 |  | 831.4526 | 0 | 24.924 | 50.8232 | 0
27.08. | 17 | 894.5042 |  | 830.1634 | 0 | 13.266 | 51.0748 | 0
27.08. | 18 | 900.2496 |  | 832.2908 | 0 | 16.884 | 51.0748 | 0
27.08. | 19 | 907.8759 |  | 833.1829 | 0 | 23.115 | 51.578 | 0
27.08. | 20 | 916.6584 |  | 840.4572 | 0 | 24.12 | 52.0812 | 0
27.08. | 21 | 911.67 |  | 836.374 | 0 | 23.718 | 51.578 | 0
27.08. | 22 | 911.3984 |  | 831.8937 | 0 | 27.738 | 51.7667 | 0
27.08. | 23 | 912.1449 |  | 833.7956 | 0 | 26.331 | 52.0183 | 0
27.08. | 24 | 842.9676 |  | 764.4296 | 0 | 26.331 | 52.207 | 0
28.08. | 1 | 833.6241 |  | 754.974 | 0 | 27.135 | 51.5151 | 0
28.08. | 2 | 839.6173 |  | 754.7485 | 0 | 33.165 | 51.7038 | 0
28.08. | 3 | 847.0792 |  | 751.5574 | 0 | 43.818 | 51.7038 | 0
28.08. | 4 | 852.8863 |  | 750.7192 | 0 | 50.652 | 51.5151 | 0
28.08. | 5 | 849.8084 |  | 750.7192 | 0 | 47.637 | 51.4522 | 0
28.08. | 6 | 855.5072 |  | 759.5082 | 0 | 44.421 | 51.578 | 0
28.08. | 7 | 915.2433 |  | 827.3595 | 0 | 36.18 | 51.7038 | 0
28.08. | 8 | 902.7148 |  | 830.4967 | 0 | 20.703 | 51.5151 | 0
28.08. | 9 | 892.8942 |  | 832.8496 | 0 | 8.844 | 51.2006 | 0
28.08. | 10 | 883.6271 |  | 826.3596 | 0 | 6.633 | 50.6345 | 0
28.08. | 11 | 887.4963 |  | 828.5948 | 0 | 7.638 | 51.2635 | 0
28.08. | 12 | 890.8275 |  | 829.0997 | 0 | 10.653 | 51.0748 | 0
28.08. | 13 | 895.5709 |  | 827.1978 | 0 | 17.487 | 50.8861 | 0
28.08. | 14 | 900.9967 |  | 824.2322 | 0 | 26.13 | 50.6345 | 0
28.08. | 15 | 912.2042 |  | 824.8988 | 0 | 35.979 | 51.3264 | 0
28.08. | 16 | 922.1141 |  | 827.585 | 0 | 43.014 | 51.5151 | 0
28.08. | 17 | 925.1323 |  | 827.8644 | 0 | 45.627 | 51.6409 | 0
28.08. | 18 | 935.7475 |  | 828.982 | 0 | 54.873 | 51.8925 | 0
28.08. | 19 | 945.1728 |  | 832.4525 | 0 | 60.702 | 52.0183 | 0
28.08. | 20 | 953.7292 |  | 838.6092 | 0 | 62.913 | 52.207 | 0
28.08. | 21 | 964.4486 |  | 844.1532 | 0 | 68.34 | 51.9554 | 0
28.08. | 22 | 967.5452 |  | 844.712 | 0 | 70.752 | 52.0812 | 0
28.08. | 23 | 959.9948 |  | 837.2122 | 0 | 70.953 | 51.8296 | 0
28.08. | 24 | 875.5018 |  | 752.1162 | 0 | 71.556 | 51.8296 | 0
29.08. | 1 | 866.9161 |  | 745.9056 | 0 | 69.747 | 51.2635 | 0
29.08. | 2 | 863.7033 |  | 746.185 | 0 | 66.129 | 51.3893 | 0
29.08. | 3 | 867.2984 |  | 746.6899 | 0 | 69.345 | 51.2635 | 0
29.08. | 4 | 869.8268 |  | 750.1604 | 0 | 68.34 | 51.3264 | 0
29.08. | 5 | 865.8319 |  | 751.278 | 0 | 62.913 | 51.6409 | 0
29.08. | 6 | 866.6058 |  | 756.8759 | 0 | 58.089 | 51.6409 | 0
29.08. | 7 | 912.9501 |  | 804.2375 | 0 | 56.883 | 51.8296 | 0
29.08. | 8 | 917.3547 |  | 807.6002 | 0 | 58.491 | 51.2635 | 0
29.08. | 9 | 937.9301 |  | 836.2662 | 0 | 50.652 | 51.0119 | 0
29.08. | 10 | 919.3794 |  | 835.2025 | 0 | 33.165 | 51.0119 | 0
29.08. | 11 | 904.1313 |  | 827.9821 | 0 | 25.326 | 50.8232 | 0
29.08. | 12 | 902.7134 |  | 823.2224 | 0 | 28.542 | 50.949 | 0
29.08. | 13 | 907.3257 |  | 822.7714 | 0 | 33.165 | 51.3893 | 0
29.08. | 14 | 878.6862 |  | 791.6447 | 0 | 35.778 | 51.2635 | 0
29.08. | 15 | 879.9907 |  | 788.9046 | 0 | 40.2 | 50.8861 | 0
29.08. | 16 | 888.7959 |  | 791.3653 | 0 | 46.23 | 51.2006 | 0
29.08. | 17 | 897.8767 |  | 792.9339 | 0 | 53.868 | 51.0748 | 0
29.08. | 18 | 907.5846 |  | 796.9632 | 0 | 59.295 | 51.3264 | 0
29.08. | 19 | 916.4843 |  | 802.0562 | 0 | 62.913 | 51.5151 | 0
29.08. | 20 | 938.775 |  | 822.4381 | 0 | 65.325 | 51.0119 | 0
29.08. | 21 | 942.4519 |  | 827.8105 | 0 | 63.315 | 51.3264 | 0
29.08. | 22 | 921.507 |  | 809.1149 | 0 | 61.506 | 50.8861 | 0
29.08. | 23 | 914.5198 |  | 805.4189 | 0 | 58.089 | 51.0119 | 0
29.08. | 24 | 861.8885 |  | 758.5523 | 0 | 51.255 | 52.0812 | 0
30.08. | 1 | 849.8798 |  | 749.5477 | 0 | 49.446 | 50.8861 | 0
30.08. | 2 | 855.5633 |  | 750.332 | 0 | 54.471 | 50.7603 | 0
30.08. | 3 | 863.26 |  | 751.3957 | 0 | 61.104 | 50.7603 | 0
30.08. | 4 | 859.4778 |  | 751.6212 | 0 | 57.285 | 50.5716 | 0
30.08. | 5 | 849.2624 |  | 748.8811 | 0 | 50.25 | 50.1313 | 0
30.08. | 6 | 848.5626 |  | 753.3075 | 0 | 45.627 | 49.6281 | 0
30.08. | 7 | 887.9752 |  | 797.7574 | 0 | 40.401 | 49.8168 | 0
30.08. | 8 | 887.4647 |  | 803.0759 | 0 | 34.572 | 49.8168 | 0
30.08. | 9 | 872.5079 |  | 799.5515 | 0 | 23.517 | 49.4394 | 0
30.08. | 10 | 861.9278 |  | 796.9731 | 0 | 15.075 | 49.8797 | 0
30.08. | 11 | 852.7873 |  | 795.6839 | 0 | 7.035 | 50.0684 | 0
30.08. | 12 | 846.8419 |  | 792.2134 | 0 | 4.623 | 50.0055 | 0
30.08. | 13 | 843.5495 |  | 789.2478 | 0 | 4.422 | 49.8797 | 0
30.08. | 14 | 843.8538 |  | 786.3361 | 0 | 7.638 | 49.8797 | 0
30.08. | 15 | 843.925 |  | 780.8559 | 0 | 14.07 | 48.9991 | 0
30.08. | 16 | 847.5094 |  | 780.9098 | 0 | 17.286 | 49.3136 | 0
30.08. | 17 | 854.4352 |  | 783.1989 | 0 | 21.105 | 50.1313 | 0
30.08. | 18 | 860.0271 |  | 786.0028 | 0 | 24.522 | 49.5023 | 0
30.08. | 19 | 870.738 |  | 792.7183 | 0 | 28.14 | 49.8797 | 0
30.08. | 20 | 875.2187 |  | 793.782 | 0 | 31.557 | 49.8797 | 0
30.08. | 21 | 879.1225 |  | 794.6202 | 0 | 34.371 | 50.1313 | 0
30.08. | 22 | 885.5286 |  | 799.1544 | 0 | 36.18 | 50.1942 | 0
30.08. | 23 | 891.6762 |  | 805.5905 | 0 | 35.577 | 50.5087 | 0
30.08. | 24 | 837.7949 |  | 752.7388 | 0 | 34.17 | 50.8861 | 0
31.08. | 1 | 830.5806 |  | 749.2683 | 0 | 30.552 | 50.7603 | 0
31.08. | 2 | 832.7709 |  | 751.3957 | 0 | 30.552 | 50.8232 | 0
31.08. | 3 | 839.4019 |  | 754.0819 | 0 | 34.371 | 50.949 | 0
31.08. | 4 | 841.6433 |  | 753.7486 | 0 | 37.386 | 50.5087 | 0
31.08. | 5 | 841.7965 |  | 757.4446 | 0 | 33.969 | 50.3829 | 0
31.08. | 6 | 844.404 |  | 764.2239 | 0 | 30.552 | 49.6281 | 0
31.08. | 7 | 892.4603 |  | 811.7032 | 0 | 31.758 | 48.9991 | 0
31.08. | 8 | 904.6329 |  | 824.8548 | 0 | 30.15 | 49.6281 | 0
31.08. | 9 | 925.165 |  | 851.7806 | 0 | 23.316 | 50.0684 | 0
31.08. | 10 | 910.8958 |  | 844.7857 | 0 | 16.482 | 49.6281 | 0
31.08. | 11 | 908.1875 |  | 847.8052 | 0 | 10.251 | 50.1313 | 0
31.08. | 12 | 902.4518 |  | 847.4719 | 0 | 5.226 | 49.7539 | 0
31.08. | 13 | 899.3781 |  | 846.4082 | 0 | 3.216 | 49.7539 | 0
31.08. | 14 | 862.67 |  | 808.6199 | 0 | 4.422 | 49.6281 | 0
31.08. | 15 | 860.8011 |  | 804.5906 | 0 | 6.834 | 49.3765 | 0
31.08. | 16 | 868.298 |  | 808.6199 | 0 | 10.05 | 49.6281 | 0
31.08. | 17 | 876.1382 |  | 811.5855 | 0 | 14.673 | 49.8797 | 0
31.08. | 18 | 885.1802 |  | 815.6148 | 0 | 19.497 | 50.0684 | 0
31.08. | 19 | 898.0163 |  | 822.8352 | 0 | 24.924 | 50.2571 | 0
31.08. | 20 | 922.0235 |  | 837.8986 | 0 | 34.371 | 49.7539 | 0
31.08. | 21 | 927.8831 |  | 841.874 | 0 | 36.381 | 49.6281 | 0
31.08. | 22 | 907.0143 |  | 820.8794 | 0 | 36.381 | 49.7539 | 0
31.08. | 23 | 908.2691 |  | 815.8403 | 0 | 42.612 | 49.8168 | 0
31.08. | 24 | 863.4567 |  | 761.1406 | 0 | 52.059 | 50.2571 | 0
01.09. | 1 | 872.8231 |  | 759.2387 | 0 | 63.516 | 50.0684 | 0
01.09. | 2 | 876.2538 |  | 755.6604 | 0 | 71.154 | 49.4394 | 0
01.09. | 3 | 873.0441 |  | 752.8664 | 0 | 71.556 | 48.6217 | 0
01.09. | 4 | 871.7453 |  | 751.9204 | 0 | 71.958 | 47.8669 | 0
01.09. | 5 | 871.403 |  | 751.641 | 0 | 71.958 | 47.804 | 0
01.09. | 6 | 887.3491 |  | 761.4299 | 0 | 76.983 | 48.9362 | 0
01.09. | 7 | 931.2723 |  | 797.0369 | 0 | 85.425 | 48.8104 | 0
01.09. | 8 | 937.2712 |  | 803.9779 | 0 | 84.42 | 48.8733 | 0
01.09. | 9 | 931.9899 |  | 807.5023 | 0 | 75.174 | 49.3136 | 0
01.09. | 10 | 913.7161 |  | 799.8309 | 0 | 64.32 | 49.5652 | 0
01.09. | 11 | 889.7198 |  | 789.5272 | 0 | 50.25 | 49.9426 | 0
01.09. | 12 | 874.4058 |  | 786.3361 | 0 | 38.19 | 49.8797 | 0
01.09. | 13 | 863.0921 |  | 783.9293 | 0 | 29.346 | 49.8168 | 0
01.09. | 14 | 857.438 |  | 784.1548 | 0 | 23.718 | 49.5652 | 0
01.09. | 15 | 856.2103 |  | 787.6253 | 0 | 18.894 | 49.691 | 0
01.09. | 16 | 855.6879 |  | 789.5272 | 0 | 16.281 | 49.8797 | 0
01.09. | 17 | 854.9543 |  | 789.6988 | 0 | 15.879 | 49.3765 | 0
01.09. | 18 | 866.9269 |  | 801.5073 | 0 | 15.477 | 49.9426 | 0
01.09. | 19 | 865.7741 |  | 799.7132 | 0 | 15.678 | 50.3829 | 0
01.09. | 20 | 876.2253 |  | 805.365 | 0 | 20.1 | 50.7603 | 0
01.09. | 21 | 882.4073 |  | 806.0954 | 0 | 25.929 | 50.3829 | 0
01.09. | 22 | 889.911 |  | 807.2669 | 0 | 31.758 | 50.8861 | 0
01.09. | 23 | 899.8458 |  | 806.762 | 0 | 42.009 | 51.0748 | 0
01.09. | 24 | 858.3765 |  | 755.9838 | 0 | 51.255 | 51.1377 | 0
02.09. | 1 | 859.9278 |  | 752.2339 | 0 | 56.682 | 51.0119 | 0
02.09. | 2 | 861.2761 |  | 751.1702 | 0 | 59.094 | 51.0119 | 0
02.09. | 3 | 858.9131 |  | 750.4398 | 0 | 57.084 | 51.3893 | 0
02.09. | 4 | 854.8332 |  | 746.4105 | 0 | 57.285 | 51.1377 | 0
02.09. | 5 | 842.4252 |  | 738.9646 | 0 | 52.26 | 51.2006 | 0
02.09. | 6 | 833.5529 |  | 737.5676 | 0 | 45.225 | 50.7603 | 0
02.09. | 7 | 893.9815 |  | 803.9141 | 0 | 39.999 | 50.0684 | 0
02.09. | 8 | 895.3106 |  | 813.208 | 0 | 32.16 | 49.9426 | 0
02.09. | 9 | 891.6448 |  | 816.904 | 0 | 24.924 | 49.8168 | 0
02.09. | 10 | 884.3598 |  | 817.6344 | 0 | 17.286 | 49.4394 | 0
02.09. | 11 | 874.8213 |  | 810.9728 | 0 | 14.472 | 49.3765 | 0
02.09. | 12 | 877.2803 |  | 812.9286 | 0 | 14.472 | 49.8797 | 0
02.09. | 13 | 875.6178 |  | 810.8012 | 0 | 14.874 | 49.9426 | 0
02.09. | 14 | 872.8148 |  | 806.8797 | 0 | 15.678 | 50.2571 | 0
02.09. | 15 | 875.0519 |  | 806.6542 | 0 | 17.889 | 50.5087 | 0
02.09. | 16 | 881.508 |  | 809.1149 | 0 | 21.507 | 50.8861 | 0
02.09. | 17 | 881.8839 |  | 809.3404 | 0 | 21.909 | 50.6345 | 0
02.09. | 18 | 879.6174 |  | 808.5561 | 0 | 20.301 | 50.7603 | 0
02.09. | 19 | 877.7216 |  | 810.4041 | 0 | 16.683 | 50.6345 | 0
02.09. | 20 | 887.6382 |  | 818.9137 | 0 | 18.09 | 50.6345 | 0
02.09. | 21 | 885.1697 |  | 819.4725 | 0 | 14.874 | 50.8232 | 0
02.09. | 22 | 877.5198 |  | 816.0559 | 0 | 10.452 | 51.0119 | 0
02.09. | 23 | 875.0742 |  | 816.1098 | 0 | 7.638 | 51.3264 | 0
02.09. | 24 | 801.3366 |  | 742.4351 | 0 | 7.638 | 51.2635 | 0
03.09. | 1 | 799.2309 |  | 736.8372 | 0 | 11.256 | 51.1377 | 0
03.09. | 2 | 790.9228 |  | 727.0483 | 0 | 13.869 | 50.0055 | 0
03.09. | 3 | 793.3654 |  | 731.0237 | 0 | 12.462 | 49.8797 | 0
03.09. | 4 | 793.0619 |  | 728.2836 | 0 | 15.276 | 49.5023 | 0
03.09. | 5 | 799.0059 |  | 724.4798 | 0 | 25.527 | 48.9991 | 0
03.09. | 6 | 805.5065 |  | 731.6463 | 0 | 24.924 | 48.9362 | 0
03.09. | 7 | 883.8497 |  | 799.0466 | 0 | 35.175 | 49.6281 | 0
03.09. | 8 | 890.8222 |  | 807.664 | 0 | 32.964 | 50.1942 | 0
03.09. | 9 | 880.1998 |  | 811.6394 | 0 | 18.492 | 50.0684 | 0
03.09. | 10 | 871.6859 |  | 812.8747 | 0 | 9.246 | 49.5652 | 0
03.09. | 11 | 869.5953 |  | 810.9728 | 0 | 9.246 | 49.3765 | 0
03.09. | 12 | 869.8714 |  | 810.0169 | 0 | 9.849 | 50.0055 | 0
03.09. | 13 | 862.529 |  | 803.968 | 0 | 8.241 | 50.32 | 0
03.09. | 14 | 857.47 |  | 795.4045 | 0 | 12.06 | 50.0055 | 0
03.09. | 15 | 860.2307 |  | 796.2427 | 0 | 13.668 | 50.32 | 0
03.09. | 16 | 858.2406 |  | 799.7671 | 0 | 7.839 | 50.6345 | 0
03.09. | 17 | 859.766 |  | 800.5514 | 0 | 8.643 | 50.5716 | 0
03.09. | 18 | 868.5831 |  | 806.4287 | 0 | 11.457 | 50.6974 | 0
03.09. | 19 | 876.6091 |  | 814.3795 | 0 | 11.658 | 50.5716 | 0
03.09. | 20 | 880.5328 |  | 818.7421 | 0 | 10.653 | 51.1377 | 0
03.09. | 21 | 892.7108 |  | 833.7956 | 0 | 6.834 | 52.0812 | 0
03.09. | 22 | 893.829 |  | 836.9867 | 0 | 4.824 | 52.0183 | 0
03.09. | 23 | 893.5357 |  | 835.9769 | 0 | 5.226 | 52.3328 | 0
03.09. | 24 | 816.9242 |  | 758.2729 | 0 | 6.633 | 52.0183 | 0
04.09. | 1 | 813.2734 |  | 752.675 | 0 | 8.643 | 51.9554 | 0
04.09. | 2 | 814.7411 |  | 751.0525 | 0 | 11.859 | 51.8296 | 0
04.09. | 3 | 819.3629 |  | 748.0869 | 0 | 19.698 | 51.578 | 0
04.09. | 4 | 824.8747 |  | 748.9251 | 0 | 24.12 | 51.8296 | 0
04.09. | 5 | 826.7412 |  | 747.0232 | 0 | 28.14 | 51.578 | 0
04.09. | 6 | 840.0153 |  | 760.1209 | 0 | 27.939 | 51.9554 | 0
04.09. | 7 | 915.4922 |  | 836.6534 | 0 | 27.135 | 51.7038 | 0
04.09. | 8 | 919.2343 |  | 844.6042 | 0 | 23.115 | 51.5151 | 0
04.09. | 9 | 906.7967 |  | 841.4769 | 0 | 14.874 | 50.4458 | 0
04.09. | 10 | 896.6868 |  | 837.4476 | 0 | 9.045 | 50.1942 | 0
04.09. | 11 | 892.0802 |  | 835.428 | 0 | 5.829 | 50.8232 | 0
04.09. | 12 | 896.0982 |  | 838.1142 | 0 | 7.035 | 50.949 | 0
04.09. | 13 | 896.1711 |  | 835.5358 | 0 | 9.246 | 51.3893 | 0
04.09. | 14 | 891.7116 |  | 831.0654 | 0 | 10.452 | 50.1942 | 0
04.09. | 15 | 888.4118 |  | 828.8841 | 0 | 9.648 | 49.8797 | 0
04.09. | 16 | 890.12 |  | 829.0458 | 0 | 10.251 | 50.8232 | 0
04.09. | 17 | 895.143 |  | 831.732 | 0 | 12.462 | 50.949 | 0
04.09. | 18 | 902.3551 |  | 833.58 | 0 | 17.889 | 50.8861 | 0
04.09. | 19 | 906.5405 |  | 836.3201 | 0 | 18.894 | 51.3264 | 0
04.09. | 20 | 904.675 |  | 836.8789 | 0 | 16.281 | 51.5151 | 0
04.09. | 21 | 900.1043 |  | 837.3838 | 0 | 11.457 | 51.2635 | 0
04.09. | 22 | 899.954 |  | 838.3397 | 0 | 10.854 | 50.7603 | 0
04.09. | 23 | 894.8813 |  | 833.3545 | 0 | 10.452 | 51.0748 | 0
04.09. | 24 | 809.3716 |  | 749.1506 | 0 | 8.643 | 51.578 | 0
05.09. | 1 | 797.0318 |  | 740.2538 | 0 | 5.829 | 50.949 | 0
05.09. | 2 | 792.7173 |  | 736.2784 | 0 | 5.427 | 51.0119 | 0
05.09. | 3 | 795.8845 |  | 741.3175 | 0 | 3.618 | 50.949 | 0
05.09. | 4 | 804.618 |  | 749.3222 | 0 | 4.221 | 51.0748 | 0
05.09. | 5 | 805.02 |  | 749.3222 | 0 | 4.623 | 51.0748 | 0
05.09. | 6 | 815.7983 |  | 760.2386 | 0 | 4.422 | 51.1377 | 0
05.09. | 7 | 867.1778 |  | 809.3305 | 0 | 5.829 | 52.0183 | 0
05.09. | 8 | 872.8883 |  | 817.2274 | 0 | 4.02 | 51.6409 | 0
05.09. | 9 | 890.8518 |  | 835.8691 | 0 | 3.216 | 51.7667 | 0
05.09. | 10 | 890.9441 |  | 836.8789 | 0 | 2.613 | 51.4522 | 0
05.09. | 11 | 885.7547 |  | 832.7957 | 0 | 2.01 | 50.949 | 0
05.09. | 12 | 890.9787 |  | 835.4819 | 0 | 4.422 | 51.0748 | 0
05.09. | 13 | 891.4872 |  | 832.8496 | 0 | 7.437 | 51.2006 | 0
05.09. | 14 | 863.9166 |  | 800.3798 | 0 | 12.462 | 51.0748 | 0
05.09. | 15 | 862.2661 |  | 792.9878 | 0 | 17.889 | 51.3893 | 0
05.09. | 16 | 872.0347 |  | 795.3946 | 0 | 25.125 | 51.5151 | 0
05.09. | 17 | 890.2958 |  | 805.3012 | 0 | 33.165 | 51.8296 | 0
05.09. | 18 | 896.9745 |  | 812.9726 | 0 | 32.361 | 51.6409 | 0
05.09. | 19 | 898.6382 |  | 818.0656 | 0 | 28.743 | 51.8296 | 0
05.09. | 20 | 913.2683 |  | 834.5799 | 0 | 26.733 | 51.9554 | 0
05.09. | 21 | 913.0327 |  | 835.9769 | 0 | 24.723 | 52.3328 | 0
05.09. | 22 | 898.718 |  | 825.6193 | 0 | 20.703 | 52.3957 | 0
05.09. | 23 | 891.2034 |  | 819.6881 | 0 | 19.497 | 52.0183 | 0
05.09. | 24 | 838.4672 |  | 764.1502 | 0 | 22.11 | 52.207 | 0
06.09. | 1 | 827.6041 |  | 752.3956 | 0 | 23.316 | 51.8925 | 0
06.09. | 2 | 821.6804 |  | 745.4546 | 0 | 24.522 | 51.7038 | 0
06.09. | 3 | 826.1611 |  | 746.5183 | 0 | 27.939 | 51.7038 | 0
06.09. | 4 | 828.5544 |  | 745.9595 | 0 | 30.954 | 51.6409 | 0
06.09. | 5 | 828.8833 |  | 744.2292 | 0 | 33.768 | 50.8861 | 0
06.09. | 6 | 838.1044 |  | 747.4203 | 0 | 39.798 | 50.8861 | 0
06.09. | 7 | 886.2043 |  | 792.2673 | 0 | 43.617 | 50.32 | 0
06.09. | 8 | 886.6391 |  | 797.8652 | 0 | 38.391 | 50.3829 | 0
06.09. | 9 | 872.4579 |  | 791.9879 | 0 | 30.15 | 50.32 | 0
06.09. | 10 | 862.6523 |  | 785.0469 | 0 | 27.537 | 50.0684 | 0
06.09. | 11 | 851.5916 |  | 777.8804 | 0 | 23.517 | 50.1942 | 0
06.09. | 12 | 842.677 |  | 773.4001 | 0 | 18.894 | 50.3829 | 0
06.09. | 13 | 834.7094 |  | 770.8855 | 0 | 14.07 | 49.7539 | 0
06.09. | 14 | 826.609 |  | 766.92 | 0 | 11.256 | 48.433 | 0
06.09. | 15 | 821.3865 |  | 762.8269 | 0 | 9.246 | 49.3136 | 0
06.09. | 16 | 818.4561 |  | 759.3564 | 0 | 9.849 | 49.2507 | 0
06.09. | 17 | 824.6383 |  | 764.3955 | 0 | 11.055 | 49.1878 | 0
06.09. | 18 | 831.8223 |  | 769.1552 | 0 | 13.668 | 48.9991 | 0
06.09. | 19 | 844.9193 |  | 780.4049 | 0 | 15.075 | 49.4394 | 0
06.09. | 20 | 855.0782 |  | 783.7038 | 0 | 21.306 | 50.0684 | 0
06.09. | 21 | 859.9512 |  | 782.9734 | 0 | 26.532 | 50.4458 | 0
06.09. | 22 | 863.6737 |  | 783.0273 | 0 | 29.949 | 50.6974 | 0
06.09. | 23 | 864.9924 |  | 776.6451 | 0 | 37.587 | 50.7603 | 0
06.09. | 24 | 823.4406 |  | 717.97 | 0 | 54.27 | 51.2006 | 0
07.09. | 1 | 837.0608 |  | 721.666 | 0 | 64.32 | 51.0748 | 0
07.09. | 2 | 836.3633 |  | 719.0337 | 0 | 66.129 | 51.2006 | 0
07.09. | 3 | 834.8931 |  | 713.7691 | 0 | 69.546 | 51.578 | 0
07.09. | 4 | 829.8082 |  | 709.7398 | 0 | 68.742 | 51.3264 | 0
07.09. | 5 | 825.1004 |  | 708.9016 | 0 | 65.124 | 51.0748 | 0
07.09. | 6 | 841.8099 |  | 726.9306 | 0 | 64.119 | 50.7603 | 0
07.09. | 7 | 898.4186 |  | 776.3019 | 0 | 70.35 | 51.7667 | 0
07.09. | 8 | 905.718 |  | 785.8752 | 0 | 68.139 | 51.7038 | 0
07.09. | 9 | 919.0497 |  | 810.0609 | 0 | 57.285 | 51.7038 | 0
07.09. | 10 | 894.538 |  | 801.8945 | 0 | 42.009 | 50.6345 | 0
07.09. | 11 | 888.5679 |  | 805.9238 | 0 | 31.758 | 50.8861 | 0
07.09. | 12 | 874.4848 |  | 799.5416 | 0 | 24.12 | 50.8232 | 0
07.09. | 13 | 864.054 |  | 796.1349 | 0 | 18.291 | 49.6281 | 0
07.09. | 14 | 826.0789 |  | 764.3416 | 0 | 12.864 | 48.8733 | 0
07.09. | 15 | 824.4383 |  | 763.0524 | 0 | 12.261 | 49.1249 | 0
07.09. | 16 | 831.1275 |  | 768.0816 | 0 | 12.663 | 50.3829 | 0
07.09. | 17 | 840.4565 |  | 775.9147 | 0 | 13.467 | 51.0748 | 0
07.09. | 18 | 855.8983 |  | 787.2722 | 0 | 16.482 | 52.1441 | 0
07.09. | 19 | 874.028 |  | 803.0022 | 0 | 18.693 | 52.3328 | 0
07.09. | 20 | 904.8057 |  | 828.0261 | 0 | 24.321 | 52.4586 | 0
07.09. | 21 | 915.5413 |  | 827.2418 | 0 | 35.778 | 52.5215 | 0
07.09. | 22 | 890.8802 |  | 796.0612 | 0 | 42.612 | 52.207 | 0
07.09. | 23 | 887.5359 |  | 789.1741 | 0 | 46.029 | 52.3328 | 0
07.09. | 24 | 836.4565 |  | 728.5971 | 0 | 55.275 | 52.5844 | 0
08.09. | 1 | 840.7728 |  | 725.5776 | 0 | 63.114 | 52.0812 | 0
08.09. | 2 | 833.29 |  | 726.5874 | 0 | 54.873 | 51.8296 | 0
08.09. | 3 | 831.7646 |  | 725.8031 | 0 | 54.069 | 51.8925 | 0
08.09. | 4 | 821.8328 |  | 722.2787 | 0 | 48.039 | 51.5151 | 0
08.09. | 5 | 800.049 |  | 709.3526 | 0 | 39.999 | 50.6974 | 0
08.09. | 6 | 807.331 |  | 722.2886 | 0 | 34.974 | 50.0684 | 0
08.09. | 7 | 849.2456 |  | 765.1699 | 0 | 33.567 | 50.5087 | 0
08.09. | 8 | 860.7433 |  | 779.5568 | 0 | 30.552 | 50.6345 | 0
08.09. | 9 | 864.0789 |  | 783.3067 | 0 | 29.949 | 50.8232 | 0
08.09. | 10 | 859.8915 |  | 783.2528 | 0 | 26.13 | 50.5087 | 0
08.09. | 11 | 847.5062 |  | 780.6304 | 0 | 17.688 | 49.1878 | 0
08.09. | 12 | 845.4424 |  | 782.7479 | 0 | 12.06 | 50.6345 | 0
08.09. | 13 | 843.3966 |  | 781.1793 | 0 | 11.457 | 50.7603 | 0
08.09. | 14 | 840.9299 |  | 774.7432 | 0 | 15.678 | 50.5087 | 0
08.09. | 15 | 846.2027 |  | 772.3903 | 0 | 23.115 | 50.6974 | 0
08.09. | 16 | 851.3712 |  | 774.2922 | 0 | 26.13 | 50.949 | 0
08.09. | 17 | 853.9593 |  | 777.4833 | 0 | 25.527 | 50.949 | 0
08.09. | 18 | 847.6783 |  | 779.5568 | 0 | 17.487 | 50.6345 | 0
08.09. | 19 | 856.4747 |  | 787.5615 | 0 | 18.09 | 50.8232 | 0
08.09. | 20 | 860.1569 |  | 791.483 | 0 | 18.291 | 50.3829 | 0
08.09. | 21 | 860.1591 |  | 793.1055 | 0 | 16.482 | 50.5716 | 0
08.09. | 22 | 863.5057 |  | 792.9339 | 0 | 19.497 | 51.0748 | 0
08.09. | 23 | 859.9158 |  | 790.0222 | 0 | 18.693 | 51.2006 | 0
08.09. | 24 | 809.7169 |  | 745.4007 | 0 | 12.864 | 51.4522 | 0
09.09. | 1 | 795.8629 |  | 736.1068 | 0 | 8.241 | 51.5151 | 0
09.09. | 2 | 791.1215 |  | 735.3225 | 0 | 4.221 | 51.578 | 0
09.09. | 3 | 790.8128 |  | 734.9892 | 0 | 4.623 | 51.2006 | 0
09.09. | 4 | 792.5611 |  | 736.6117 | 0 | 4.623 | 51.3264 | 0
09.09. | 5 | 791.9874 |  | 736.6656 | 0 | 3.618 | 51.7038 | 0
09.09. | 6 | 802.9667 |  | 747.582 | 0 | 3.618 | 51.7667 | 0
09.09. | 7 | 870.6415 |  | 815.6588 | 0 | 3.216 | 51.7667 | 0
09.09. | 8 | 887.802 |  | 832.9574 | 0 | 3.015 | 51.8296 | 0
09.09. | 9 | 888.605 |  | 834.3005 | 0 | 2.412 | 51.8925 | 0
09.09. | 10 | 878.1003 |  | 825.1782 | 0 | 1.407 | 51.5151 | 0
09.09. | 11 | 869.5231 |  | 817.7961 | 0 | 1.407 | 50.32 | 0
09.09. | 12 | 875.0819 |  | 820.5901 | 0 | 3.417 | 51.0748 | 0
09.09. | 13 | 866.7731 |  | 807.7718 | 0 | 8.241 | 50.7603 | 0
09.09. | 14 | 867.7336 |  | 803.066 | 0 | 13.467 | 51.2006 | 0
09.09. | 15 | 879.1594 |  | 809.0511 | 0 | 18.09 | 52.0183 | 0
09.09. | 16 | 887.232 |  | 810.3403 | 0 | 25.125 | 51.7667 | 0
09.09. | 17 | 901.5935 |  | 818.345 | 0 | 31.356 | 51.8925 | 0
09.09. | 18 | 917.246 |  | 831.4966 | 0 | 33.165 | 52.5844 | 0
09.09. | 19 | 917.6229 |  | 830.379 | 0 | 34.974 | 52.2699 | 0
09.09. | 20 | 918.7212 |  | 830.0457 | 0 | 36.783 | 51.8925 | 0
09.09. | 21 | 926.0151 |  | 836.7612 | 0 | 36.984 | 52.2699 | 0
09.09. | 22 | 921.217 |  | 832.227 | 0 | 36.783 | 52.207 | 0
09.09. | 23 | 918.5921 |  | 828.8104 | 0 | 37.386 | 52.3957 | 0
09.09. | 24 | 843.4953 |  | 751.4397 | 0 | 39.597 | 52.4586 | 0
10.09. | 1 | 839.6574 |  | 746.5722 | 0 | 41.004 | 52.0812 | 0
10.09. | 2 | 840.3169 |  | 746.0134 | 0 | 42.411 | 51.8925 | 0
10.09. | 3 | 841.6391 |  | 745.1752 | 0 | 44.823 | 51.6409 | 0
10.09. | 4 | 838.8054 |  | 745.9595 | 0 | 41.205 | 51.6409 | 0
10.09. | 5 | 834.1446 |  | 747.0771 | 0 | 35.175 | 51.8925 | 0
10.09. | 6 | 835.4528 |  | 754.1897 | 0 | 29.748 | 51.5151 | 0
10.09. | 7 | 895.4093 |  | 815.9921 | 0 | 27.336 | 52.0812 | 0
10.09. | 8 | 897.6777 |  | 822.7714 | 0 | 23.517 | 51.3893 | 0
10.09. | 9 | 888.6422 |  | 820.2568 | 0 | 17.688 | 50.6974 | 0
10.09. | 10 | 883.1672 |  | 819.6441 | 0 | 13.266 | 50.2571 | 0
10.09. | 11 | 879.6915 |  | 818.5804 | 0 | 10.854 | 50.2571 | 0
10.09. | 12 | 877.1611 |  | 817.7961 | 0 | 9.045 | 50.32 | 0
10.09. | 13 | 879.3855 |  | 819.8058 | 0 | 8.442 | 51.1377 | 0
10.09. | 14 | 874.2451 |  | 814.9922 | 0 | 8.241 | 51.0119 | 0
10.09. | 15 | 875.5924 |  | 815.2716 | 0 | 9.246 | 51.0748 | 0
10.09. | 16 | 882.1669 |  | 818.5166 | 0 | 12.261 | 51.3893 | 0
10.09. | 17 | 879.7343 |  | 811.9628 | 0 | 15.879 | 51.8925 | 0
10.09. | 18 | 885.9292 |  | 814.7667 | 0 | 19.899 | 51.2635 | 0
10.09. | 19 | 902.0161 |  | 824.8988 | 0 | 25.728 | 51.3893 | 0
10.09. | 20 | 910.5658 |  | 825.2321 | 0 | 33.567 | 51.7667 | 0
10.09. | 21 | 914.5022 |  | 827.3595 | 0 | 35.376 | 51.7667 | 0
10.09. | 22 | 911.4546 |  | 826.0703 | 0 | 33.366 | 52.0183 | 0
10.09. | 23 | 902.8833 |  | 820.5263 | 0 | 30.15 | 52.207 | 0
10.09. | 24 | 831.544 |  | 750.4299 | 0 | 28.341 | 52.7731 | 0
11.09. | 1 | 829.3915 |  | 747.1849 | 0 | 29.748 | 52.4586 | 0
11.09. | 2 | 828.0559 |  | 746.0134 | 0 | 30.15 | 51.8925 | 0
11.09. | 3 | 833.8135 |  | 747.1849 | 0 | 34.17 | 52.4586 | 0
11.09. | 4 | 834.3832 |  | 741.6508 | 0 | 41.406 | 51.3264 | 0
11.09. | 5 | 841.2361 |  | 746.5183 | 0 | 43.014 | 51.7038 | 0
11.09. | 6 | 849.6173 |  | 756.822 | 0 | 41.406 | 51.3893 | 0
11.09. | 7 | 911.8149 |  | 822.6636 | 0 | 38.391 | 50.7603 | 0
11.09. | 8 | 925.7385 |  | 837.7809 | 0 | 37.386 | 50.5716 | 0
11.09. | 9 | 925.477 |  | 843.7121 | 0 | 30.753 | 51.0119 | 0
11.09. | 10 | 914.8623 |  | 842.5307 | 0 | 20.502 | 51.8296 | 0
11.09. | 11 | 897.6963 |  | 832.0114 | 0 | 14.673 | 51.0119 | 0
11.09. | 12 | 890.1648 |  | 829.3791 | 0 | 9.648 | 51.1377 | 0
11.09. | 13 | 888.6538 |  | 829.2614 | 0 | 7.437 | 51.9554 | 0
11.09. | 14 | 888.858 |  | 829.5408 | 0 | 7.236 | 52.0812 | 0
11.09. | 15 | 892.473 |  | 833.5701 | 0 | 6.633 | 52.2699 | 0
11.09. | 16 | 896.3268 |  | 836.4818 | 0 | 7.638 | 52.207 | 0
11.09. | 17 | 897.5455 |  | 834.2466 | 0 | 11.658 | 51.6409 | 0
11.09. | 18 | 902.2971 |  | 836.7612 | 0 | 13.266 | 52.2699 | 0
11.09. | 19 | 911.5652 |  | 841.9081 | 0 | 16.884 | 52.7731 | 0
11.09. | 20 | 922.4301 |  | 846.6678 | 0 | 23.115 | 52.6473 | 0
11.09. | 21 | 928.2342 |  | 849.8589 | 0 | 25.728 | 52.6473 | 0
11.09. | 22 | 911.2237 |  | 835.9769 | 0 | 22.914 | 52.3328 | 0
11.09. | 23 | 894.4393 |  | 823.2125 | 0 | 18.894 | 52.3328 | 0
11.09. | 24 | 806.2728 |  | 737.3322 | 0 | 16.482 | 52.4586 | 0
12.09. | 1 | 797.308 |  | 730.6167 | 0 | 14.673 | 52.0183 | 0
12.09. | 2 | 797.7448 |  | 733.5284 | 0 | 12.261 | 51.9554 | 0
12.09. | 3 | 791.0061 |  | 730.5089 | 0 | 9.045 | 51.4522 | 0
12.09. | 4 | 789.6337 |  | 729.1119 | 0 | 9.447 | 51.0748 | 0
12.09. | 5 | 793.3952 |  | 731.0138 | 0 | 11.055 | 51.3264 | 0
12.09. | 6 | 804.632 |  | 741.3714 | 0 | 12.06 | 51.2006 | 0
12.09. | 7 | 853.3179 |  | 788.5614 | 0 | 12.864 | 51.8925 | 0
12.09. | 8 | 860.1359 |  | 799.1984 | 0 | 9.045 | 51.8925 | 0
12.09. | 9 | 878.0287 |  | 822.041 | 0 | 4.221 | 51.7667 | 0
12.09. | 10 | 873.9371 |  | 818.9038 | 0 | 3.015 | 52.0183 | 0
12.09. | 11 | 865.2494 |  | 809.8893 | 0 | 3.216 | 52.1441 | 0
12.09. | 12 | 860.5968 |  | 804.5708 | 0 | 3.819 | 52.207 | 0
12.09. | 13 | 848.1267 |  | 791.4731 | 0 | 4.824 | 51.8296 | 0
12.09. | 14 | 832.8914 |  | 773.3363 | 0 | 8.04 | 51.5151 | 0
12.09. | 15 | 834.0365 |  | 770.6501 | 0 | 12.06 | 51.3264 | 0
12.09. | 16 | 844.2668 |  | 772.7775 | 0 | 20.1 | 51.3893 | 0
12.09. | 17 | 858.0524 |  | 779.2136 | 0 | 27.135 | 51.7038 | 0
12.09. | 18 | 871.4089 |  | 787.2183 | 0 | 32.361 | 51.8296 | 0
12.09. | 19 | 881.6959 |  | 793.0956 | 0 | 36.582 | 52.0183 | 0
12.09. | 20 | 901.8607 |  | 809.9432 | 0 | 39.396 | 52.5215 | 0
12.09. | 21 | 893.3001 |  | 804.8502 | 0 | 36.18 | 52.2699 | 0
12.09. | 22 | 876.5515 |  | 793.6544 | 0 | 30.753 | 52.1441 | 0
12.09. | 23 | 874.4201 |  | 796.8994 | 0 | 25.125 | 52.3957 | 0
12.09. | 24 | 817.4758 |  | 743.435 | 0 | 21.708 | 52.3328 | 0
13.09. | 1 | 807.5689 |  | 736.7195 | 0 | 18.894 | 51.9554 | 0
13.09. | 2 | 800.9411 |  | 734.3127 | 0 | 14.673 | 51.9554 | 0
13.09. | 3 | 798.6672 |  | 734.3127 | 0 | 12.462 | 51.8925 | 0
13.09. | 4 | 792.1086 |  | 729.1119 | 0 | 11.859 | 51.1377 | 0
13.09. | 5 | 791.7024 |  | 730.1756 | 0 | 10.452 | 51.0748 | 0
13.09. | 6 | 797.2806 |  | 736.5578 | 0 | 9.648 | 51.0748 | 0
13.09. | 7 | 842.8177 |  | 783.64 | 0 | 8.04 | 51.1377 | 0
13.09. | 8 | 850.4193 |  | 792.0319 | 0 | 6.432 | 51.9554 | 0
13.09. | 9 | 842.6179 |  | 786.6056 | 0 | 4.623 | 51.3893 | 0
13.09. | 10 | 839.7116 |  | 785.5958 | 0 | 2.412 | 51.7038 | 0
13.09. | 11 | 830.9488 |  | 777.5372 | 0 | 2.211 | 51.2006 | 0
13.09. | 12 | 830.5403 |  | 776.0225 | 0 | 2.814 | 51.7038 | 0
13.09. | 13 | 829.8545 |  | 772.4981 | 0 | 6.03 | 51.3264 | 0
13.09. | 14 | 825.3373 |  | 765.6209 | 0 | 9.648 | 50.0684 | 0
13.09. | 15 | 824.9341 |  | 762.6553 | 0 | 12.462 | 49.8168 | 0
13.09. | 16 | 834.9987 |  | 767.6306 | 0 | 16.482 | 50.8861 | 0
13.09. | 17 | 844.2753 |  | 771.606 | 0 | 21.909 | 50.7603 | 0
13.09. | 18 | 852.7282 |  | 776.3657 | 0 | 25.728 | 50.6345 | 0
13.09. | 19 | 861.5378 |  | 782.0714 | 0 | 28.14 | 51.3264 | 0
13.09. | 20 | 862.2207 |  | 779.7284 | 0 | 32.361 | 50.1313 | 0
13.09. | 21 | 864.621 |  | 780.6205 | 0 | 33.366 | 50.6345 | 0
13.09. | 22 | 860.9336 |  | 779.1058 | 0 | 30.753 | 51.0748 | 0
13.09. | 23 | 854.7526 |  | 777.0323 | 0 | 26.331 | 51.3893 | 0
13.09. | 24 | 793.0572 |  | 720.9895 | 0 | 20.301 | 51.7667 | 0
14.09. | 1 | 785.4921 |  | 718.4111 | 0 | 14.874 | 52.207 | 0
14.09. | 2 | 778.1601 |  | 717.1857 | 0 | 9.648 | 51.3264 | 0
14.09. | 3 | 781.1833 |  | 721.6022 | 0 | 7.437 | 52.1441 | 0
14.09. | 4 | 782.3216 |  | 721.7738 | 0 | 8.844 | 51.7038 | 0
14.09. | 5 | 784.0709 |  | 722.0532 | 0 | 10.251 | 51.7667 | 0
14.09. | 6 | 794.9201 |  | 733.0774 | 0 | 9.447 | 52.3957 | 0
14.09. | 7 | 840.5398 |  | 779.3753 | 0 | 8.643 | 52.5215 | 0
14.09. | 8 | 847.3033 |  | 787.8849 | 0 | 6.834 | 52.5844 | 0
14.09. | 9 | 870.345 |  | 814.3696 | 0 | 4.02 | 51.9554 | 0
14.09. | 10 | 864.2364 |  | 809.7815 | 0 | 2.814 | 51.6409 | 0
14.09. | 11 | 856.6338 |  | 802.7327 | 0 | 3.015 | 50.8861 | 0
14.09. | 12 | 854.9313 |  | 800.1004 | 0 | 3.819 | 51.0119 | 0
14.09. | 13 | 847.2006 |  | 790.4732 | 0 | 6.03 | 50.6974 | 0
14.09. | 14 | 815.4618 |  | 757.229 | 0 | 9.045 | 49.1878 | 0
14.09. | 15 | 819.6609 |  | 756.3908 | 0 | 14.271 | 48.9991 | 0
14.09. | 16 | 831.9584 |  | 762.2043 | 0 | 19.497 | 50.2571 | 0
14.09. | 17 | 839.9053 |  | 766.8463 | 0 | 22.11 | 50.949 | 0
14.09. | 18 | 849.4701 |  | 777.5911 | 0 | 20.301 | 51.578 | 0
14.09. | 19 | 854.7747 |  | 782.1792 | 0 | 20.703 | 51.8925 | 0
14.09. | 20 | 886.7815 |  | 811.0069 | 0 | 23.316 | 52.4586 | 0
14.09. | 21 | 886.0981 |  | 813.4137 | 0 | 20.1 | 52.5844 | 0
14.09. | 22 | 852.8736 |  | 785.4781 | 0 | 14.874 | 52.5215 | 0
14.09. | 23 | 861.2723 |  | 783.7379 | 0 | 24.321 | 53.2134 | 0
14.09. | 24 | 825.7569 |  | 735.2587 | 0 | 37.788 | 52.7102 | 0
15.09. | 1 | 817.6349 |  | 726.0825 | 0 | 39.597 | 51.9554 | 0
15.09. | 2 | 816.5995 |  | 726.4158 | 0 | 37.788 | 52.3957 | 0
15.09. | 3 | 811.4395 |  | 723.3424 | 0 | 36.582 | 51.5151 | 0
15.09. | 4 | 813.789 |  | 731.9598 | 0 | 29.748 | 52.0812 | 0
15.09. | 5 | 810.218 |  | 733.9156 | 0 | 23.718 | 52.5844 | 0
15.09. | 6 | 805.1494 |  | 736.5479 | 0 | 16.08 | 52.5215 | 0
15.09. | 7 | 840.8515 |  | 775.6793 | 0 | 12.462 | 52.7102 | 0
15.09. | 8 | 851.9524 |  | 787.6594 | 0 | 11.457 | 52.836 | 0
15.09. | 9 | 857.4535 |  | 797.6837 | 0 | 7.437 | 52.3328 | 0
15.09. | 10 | 853.7507 |  | 796.8455 | 0 | 4.824 | 52.0812 | 0
15.09. | 11 | 846.0724 |  | 791.076 | 0 | 2.412 | 52.5844 | 0
15.09. | 12 | 833.8008 |  | 780.7283 | 0 | 1.809 | 51.2635 | 0
15.09. | 13 | 833.8899 |  | 781.4587 | 0 | 1.608 | 50.8232 | 0
15.09. | 14 | 839.5181 |  | 785.7674 | 0 | 2.613 | 51.1377 | 0
15.09. | 15 | 844.7463 |  | 787.3899 | 0 | 6.03 | 51.3264 | 0
15.09. | 16 | 847.0377 |  | 784.9831 | 0 | 10.854 | 51.2006 | 0
15.09. | 17 | 846.1999 |  | 780.7283 | 0 | 14.271 | 51.2006 | 0
15.09. | 18 | 855.3192 |  | 785.4242 | 0 | 17.688 | 52.207 | 0
15.09. | 19 | 867.9209 |  | 797.0072 | 0 | 17.889 | 53.0247 | 0
15.09. | 20 | 871.6314 |  | 802.3257 | 0 | 16.281 | 53.0247 | 0
15.09. | 21 | 871.666 |  | 800.9287 | 0 | 18.09 | 52.6473 | 0
15.09. | 22 | 866.6323 |  | 797.7915 | 0 | 15.879 | 52.9618 | 0
15.09. | 23 | 855.7694 |  | 790.3456 | 0 | 12.462 | 52.9618 | 0
15.09. | 24 | 808.9885 |  | 744.381 | 0 | 11.457 | 53.1505 | 0
16.09. | 1 | 800.7973 |  | 737.9988 | 0 | 9.648 | 53.1505 | 0
16.09. | 2 | 796.8348 |  | 736.0969 | 0 | 7.839 | 52.8989 | 0
16.09. | 3 | 801.058 |  | 737.7194 | 0 | 10.251 | 53.0876 | 0
16.09. | 4 | 800.5483 |  | 737.3861 | 0 | 10.452 | 52.7102 | 0
16.09. | 5 | 800.2386 |  | 738.3959 | 0 | 9.447 | 52.3957 | 0
16.09. | 6 | 808.4059 |  | 746.6261 | 0 | 9.447 | 52.3328 | 0
16.09. | 7 | 869.8308 |  | 809.8354 | 0 | 8.04 | 51.9554 | 0
16.09. | 8 | 883.0756 |  | 822.8792 | 0 | 8.241 | 51.9554 | 0
16.09. | 9 | 890.9976 |  | 830.7123 | 0 | 7.638 | 52.6473 | 0
16.09. | 10 | 887.309 |  | 826.232 | 0 | 8.241 | 52.836 | 0
16.09. | 11 | 883.8972 |  | 823.8252 | 0 | 7.236 | 52.836 | 0
16.09. | 12 | 880.3922 |  | 822.7076 | 0 | 5.226 | 52.4586 | 0
16.09. | 13 | 882.8293 |  | 823.8252 | 0 | 6.231 | 52.7731 | 0
16.09. | 14 | 875.3466 |  | 816.1538 | 0 | 6.231 | 52.9618 | 0
16.09. | 15 | 872.2055 |  | 810.8892 | 0 | 8.04 | 53.2763 | 0
16.09. | 16 | 871.4025 |  | 809.5461 | 0 | 8.643 | 53.2134 | 0
16.09. | 17 | 874.2513 |  | 812.4578 | 0 | 8.643 | 53.1505 | 0
16.09. | 18 | 881.13 |  | 821.4723 | 0 | 6.633 | 53.0247 | 0
16.09. | 19 | 889.3692 |  | 828.4672 | 0 | 7.437 | 53.465 | 0
16.09. | 20 | 905.1593 |  | 841.6826 | 0 | 10.452 | 53.0247 | 0
16.09. | 21 | 908.2581 |  | 843.8639 | 0 | 11.055 | 53.3392 | 0
16.09. | 22 | 901.3774 |  | 837.5356 | 0 | 10.251 | 53.5908 | 0
16.09. | 23 | 892.4061 |  | 829.3054 | 0 | 9.447 | 53.6537 | 0
16.09. | 24 | 815.3132 |  | 752.6651 | 0 | 9.246 | 53.4021 | 0
17.09. | 1 | 801.2938 |  | 740.6311 | 0 | 7.638 | 53.0247 | 0
17.09. | 2 | 795.9253 |  | 737.3861 | 0 | 5.829 | 52.7102 | 0
17.09. | 3 | 796.7032 |  | 737.6116 | 0 | 6.633 | 52.4586 | 0
17.09. | 4 | 790.3173 |  | 731.0138 | 0 | 8.04 | 51.2635 | 0
17.09. | 5 | 789.976 |  | 729.3913 | 0 | 9.447 | 51.1377 | 0
17.09. | 6 | 800.8401 |  | 739.8028 | 0 | 9.648 | 51.3893 | 0
17.09. | 7 | 861.8949 |  | 801.2719 | 0 | 9.045 | 51.578 | 0
17.09. | 8 | 870.9478 |  | 810.0609 | 0 | 9.246 | 51.6409 | 0
17.09. | 9 | 875.3232 |  | 816.7225 | 0 | 6.834 | 51.7667 | 0
17.09. | 10 | 872.8274 |  | 814.5412 | 0 | 6.834 | 51.4522 | 0
17.09. | 11 | 868.6659 |  | 809.9531 | 0 | 7.638 | 51.0748 | 0
17.09. | 12 | 867.6032 |  | 807.5463 | 0 | 9.045 | 51.0119 | 0
17.09. | 13 | 865.7017 |  | 802.2278 | 0 | 12.462 | 51.0119 | 0
17.09. | 14 | 865.6321 |  | 796.4044 | 0 | 18.09 | 51.1377 | 0
17.09. | 15 | 870.9648 |  | 798.0808 | 0 | 21.306 | 51.578 | 0
17.09. | 16 | 882.3329 |  | 801.6591 | 0 | 28.341 | 52.3328 | 0
17.09. | 17 | 898.3504 |  | 810.2765 | 0 | 35.175 | 52.8989 | 0
17.09. | 18 | 908.7591 |  | 818.1734 | 0 | 38.19 | 52.3957 | 0
17.09. | 19 | 910.7922 |  | 821.9772 | 0 | 35.979 | 52.836 | 0
17.09. | 20 | 910.0576 |  | 823.4919 | 0 | 34.17 | 52.3957 | 0
17.09. | 21 | 903.9112 |  | 820.0214 | 0 | 31.557 | 52.3328 | 0
17.09. | 22 | 901.736 |  | 821.59 | 0 | 27.939 | 52.207 | 0
17.09. | 23 | 898.318 |  | 822.9331 | 0 | 23.115 | 52.2699 | 0
17.09. | 24 | 821.9077 |  | 749.5378 | 0 | 20.1 | 52.2699 | 0
18.09. | 1 | 812.7115 |  | 743.1556 | 0 | 17.286 | 52.2699 | 0
18.09. | 2 | 809.8388 |  | 742.0919 | 0 | 15.477 | 52.2699 | 0
18.09. | 3 | 804.4842 |  | 739.5773 | 0 | 13.266 | 51.6409 | 0
18.09. | 4 | 801.2804 |  | 738.6214 | 0 | 10.452 | 52.207 | 0
18.09. | 5 | 804.7899 |  | 743.9399 | 0 | 8.643 | 52.207 | 0
18.09. | 6 | 813.6147 |  | 754.2975 | 0 | 7.236 | 52.0812 | 0
18.09. | 7 | 885.6647 |  | 824.7272 | 0 | 9.045 | 51.8925 | 0
18.09. | 8 | 902.1548 |  | 837.8249 | 0 | 12.06 | 52.2699 | 0
18.09. | 9 | 897.2316 |  | 836.3201 | 0 | 9.648 | 51.2635 | 0
18.09. | 10 | 894.1569 |  | 836.5995 | 0 | 6.231 | 51.3264 | 0
18.09. | 11 | 875.2996 |  | 822.6196 | 0 | 3.618 | 49.062 | 0
18.09. | 12 | 880.0437 |  | 824.9626 | 0 | 4.824 | 50.2571 | 0
18.09. | 13 | 893.4529 |  | 832.4525 | 0 | 9.045 | 51.9554 | 0
18.09. | 14 | 904.2116 |  | 835.472 | 0 | 16.281 | 52.4586 | 0
18.09. | 15 | 909.5095 |  | 834.2367 | 0 | 22.311 | 52.9618 | 0
18.09. | 16 | 910.0003 |  | 829.7025 | 0 | 27.336 | 52.9618 | 0
18.09. | 17 | 920.2254 |  | 834.2367 | 0 | 32.964 | 53.0247 | 0
18.09. | 18 | 920.9438 |  | 839.0503 | 0 | 28.743 | 53.1505 | 0
18.09. | 19 | 906.6602 |  | 831.3888 | 0 | 23.316 | 51.9554 | 0
18.09. | 20 | 919.1206 |  | 842.6924 | 0 | 23.718 | 52.7102 | 0
18.09. | 21 | 920.3634 |  | 842.9179 | 0 | 24.924 | 52.5215 | 0
18.09. | 22 | 899.4106 |  | 825.0704 | 0 | 23.517 | 50.8232 | 0
18.09. | 23 | 900.5745 |  | 826.2958 | 0 | 22.512 | 51.7667 | 0
18.09. | 24 | 817.3084 |  | 743.3811 | 0 | 21.909 | 52.0183 | 0
19.09. | 1 | 806.1378 |  | 734.2588 | 0 | 20.301 | 51.578 | 0
19.09. | 2 | 799.4598 |  | 729.6168 | 0 | 18.894 | 50.949 | 0
19.09. | 3 | 802.1327 |  | 733.6461 | 0 | 17.286 | 51.2006 | 0
19.09. | 4 | 801.2056 |  | 733.9893 | 0 | 17.085 | 50.1313 | 0
19.09. | 5 | 801.1571 |  | 734.6559 | 0 | 15.678 | 50.8232 | 0
19.09. | 6 | 805.3196 |  | 737.9009 | 0 | 16.281 | 51.1377 | 0
19.09. | 7 | 857.3257 |  | 789.5173 | 0 | 16.482 | 51.3264 | 0
19.09. | 8 | 872.1675 |  | 806.4826 | 0 | 14.673 | 51.0119 | 0
19.09. | 9 | 895.9786 |  | 834.3643 | 0 | 10.854 | 50.7603 | 0
19.09. | 10 | 888.7456 |  | 830.335 | 0 | 7.839 | 50.5716 | 0
19.09. | 11 | 882.6557 |  | 826.3057 | 0 | 6.03 | 50.32 | 0
19.09. | 12 | 876.9949 |  | 820.7078 | 0 | 6.03 | 50.2571 | 0
19.09. | 13 | 875.1143 |  | 817.5706 | 0 | 7.035 | 50.5087 | 0
19.09. | 14 | 850.2034 |  | 791.4291 | 0 | 8.643 | 50.1313 | 0
19.09. | 15 | 850.3696 |  | 788.5174 | 0 | 11.658 | 50.1942 | 0
19.09. | 16 | 858.526 |  | 791.9879 | 0 | 16.281 | 50.2571 | 0
19.09. | 17 | 867.9839 |  | 796.7476 | 0 | 21.105 | 50.1313 | 0
19.09. | 18 | 869.0854 |  | 796.6937 | 0 | 22.512 | 49.8797 | 0
19.09. | 19 | 876.3761 |  | 803.1298 | 0 | 23.115 | 50.1313 | 0
19.09. | 20 | 889.2002 |  | 815.6148 | 0 | 23.517 | 50.0684 | 0
19.09. | 21 | 895.7956 |  | 821.0411 | 0 | 24.12 | 50.6345 | 0
19.09. | 22 | 884.8989 |  | 809.3404 | 0 | 24.924 | 50.6345 | 0
19.09. | 23 | 878.811 |  | 802.6249 | 0 | 25.929 | 50.2571 | 0
19.09. | 24 | 814.233 |  | 739.4156 | 0 | 24.12 | 50.6974 | 0
20.09. | 1 | 805.9624 |  | 734.0971 | 0 | 21.105 | 50.7603 | 0
20.09. | 2 | 797.1043 |  | 729.058 | 0 | 17.286 | 50.7603 | 0
20.09. | 3 | 794.2194 |  | 728.9502 | 0 | 15.075 | 50.1942 | 0
20.09. | 4 | 799.6446 |  | 735.9451 | 0 | 13.065 | 50.6345 | 0
20.09. | 5 | 799.3359 |  | 735.6118 | 0 | 13.467 | 50.2571 | 0
20.09. | 6 | 804.3979 |  | 740.146 | 0 | 13.869 | 50.3829 | 0
20.09. | 7 | 854.5592 |  | 790.1938 | 0 | 13.668 | 50.6974 | 0
20.09. | 8 | 866.1885 |  | 803.066 | 0 | 11.859 | 51.2635 | 0
20.09. | 9 | 859.0807 |  | 796.9632 | 0 | 10.854 | 51.2635 | 0
20.09. | 10 | 854.9965 |  | 793.0417 | 0 | 10.251 | 51.7038 | 0
20.09. | 11 | 855.9898 |  | 793.9338 | 0 | 9.849 | 52.207 | 0
20.09. | 12 | 855.706 |  | 790.4094 | 0 | 13.467 | 51.8296 | 0
20.09. | 13 | 858.6036 |  | 788.282 | 0 | 18.492 | 51.8296 | 0
20.09. | 14 | 866.2677 |  | 788.0565 | 0 | 26.13 | 52.0812 | 0
20.09. | 15 | 871.684 |  | 787.6055 | 0 | 31.557 | 52.5215 | 0
20.09. | 16 | 868.1591 |  | 782.9635 | 0 | 33.366 | 51.8296 | 0
20.09. | 17 | 883.1607 |  | 786.8212 | 0 | 43.818 | 52.5215 | 0
20.09. | 18 | 895.554 |  | 788.3359 | 0 | 55.074 | 52.1441 | 0
20.09. | 19 | 913.9007 |  | 793.4289 | 0 | 68.139 | 52.3328 | 0
20.09. | 20 | 909.5414 |  | 789.1202 | 0 | 68.34 | 52.0812 | 0
20.09. | 21 | 913.9475 |  | 791.076 | 0 | 70.35 | 52.5215 | 0
20.09. | 22 | 920.915 |  | 795.5563 | 0 | 72.963 | 52.3957 | 0
20.09. | 23 | 914.245 |  | 791.0221 | 0 | 70.953 | 52.2699 | 0
20.09. | 24 | 852.3377 |  | 730.2196 | 0 | 69.345 | 52.7731 | 0
21.09. | 1 | 852.3745 |  | 730.4451 | 0 | 69.345 | 52.5844 | 0
21.09. | 2 | 846.4022 |  | 732.8519 | 0 | 60.903 | 52.6473 | 0
21.09. | 3 | 837.3918 |  | 731.4549 | 0 | 53.667 | 52.2699 | 0
21.09. | 4 | 834.7211 |  | 729.0481 | 0 | 53.466 | 52.207 | 0
21.09. | 5 | 839.4364 |  | 730.0579 | 0 | 57.486 | 51.8925 | 0
21.09. | 6 | 841.5031 |  | 733.8078 | 0 | 55.677 | 52.0183 | 0
21.09. | 7 | 886.925 |  | 780.3851 | 0 | 54.27 | 52.2699 | 0
21.09. | 8 | 888.0073 |  | 790.6888 | 0 | 45.426 | 51.8925 | 0
21.09. | 9 | 894.8886 |  | 819.5803 | 0 | 23.919 | 51.3893 | 0
21.09. | 10 | 891.2676 |  | 823.6096 | 0 | 16.08 | 51.578 | 0
21.09. | 11 | 886.4958 |  | 823.1586 | 0 | 11.256 | 52.0812 | 0
21.09. | 12 | 882.0119 |  | 821.8155 | 0 | 8.241 | 51.9554 | 0
21.09. | 13 | 880.7915 |  | 821.1489 | 0 | 8.442 | 51.2006 | 0
21.09. | 14 | 848.8584 |  | 784.091 | 0 | 14.07 | 50.6974 | 0
21.09. | 15 | 851.1087 |  | 781.5665 | 0 | 18.09 | 51.4522 | 0
21.09. | 16 | 861.835 |  | 787.6055 | 0 | 21.708 | 52.5215 | 0
21.09. | 17 | 865.0239 |  | 789.1741 | 0 | 23.517 | 52.3328 | 0
21.09. | 18 | 872.723 |  | 796.169 | 0 | 23.718 | 52.836 | 0
21.09. | 19 | 878.5719 |  | 799.6934 | 0 | 25.728 | 53.1505 | 0
21.09. | 20 | 898.7593 |  | 820.4086 | 0 | 25.326 | 53.0247 | 0
21.09. | 21 | 894.6219 |  | 818.2812 | 0 | 23.316 | 53.0247 | 0
21.09. | 22 | 870.4533 |  | 795.1053 | 0 | 22.512 | 52.836 | 0
21.09. | 23 | 870.1797 |  | 793.3112 | 0 | 23.718 | 53.1505 | 0
21.09. | 24 | 826.4528 |  | 749.1946 | 0 | 23.919 | 53.3392 | 0
22.09. | 1 | 823.9821 |  | 748.1309 | 0 | 22.512 | 53.3392 | 0
22.09. | 2 | 821.142 |  | 748.3564 | 0 | 19.698 | 53.0876 | 0
22.09. | 3 | 825.2306 |  | 755.5229 | 0 | 16.683 | 53.0247 | 0
22.09. | 4 | 821.7549 |  | 754.4592 | 0 | 14.271 | 53.0247 | 0
22.09. | 5 | 818.8561 |  | 753.621 | 0 | 12.462 | 52.7731 | 0
22.09. | 6 | 823.3738 |  | 759.2189 | 0 | 11.256 | 52.8989 | 0
22.09. | 7 | 862.0899 |  | 799.6934 | 0 | 9.246 | 53.1505 | 0
22.09. | 8 | 864.3347 |  | 803.9482 | 0 | 7.236 | 53.1505 | 0
22.09. | 9 | 860.3973 |  | 803.1639 | 0 | 4.02 | 53.2134 | 0
22.09. | 10 | 845.6965 |  | 790.8505 | 0 | 2.01 | 52.836 | 0
22.09. | 11 | 842.8216 |  | 788.1643 | 0 | 2.01 | 52.6473 | 0
22.09. | 12 | 842.0447 |  | 786.5957 | 0 | 2.613 | 52.836 | 0
22.09. | 13 | 845.2229 |  | 787.7133 | 0 | 4.422 | 53.0876 | 0
22.09. | 14 | 845.804 |  | 786.8751 | 0 | 6.03 | 52.8989 | 0
22.09. | 15 | 849.02 |  | 786.8751 | 0 | 9.246 | 52.8989 | 0
22.09. | 16 | 848.6397 |  | 783.4046 | 0 | 12.462 | 52.7731 | 0
22.09. | 17 | 855.6488 |  | 787.9388 | 0 | 14.874 | 52.836 | 0
22.09. | 18 | 861.7636 |  | 788.777 | 0 | 19.899 | 53.0876 | 0
22.09. | 19 | 872.8275 |  | 796.2229 | 0 | 23.517 | 53.0876 | 0
22.09. | 20 | 877.0465 |  | 798.9091 | 0 | 24.924 | 53.2134 | 0
22.09. | 21 | 880.5809 |  | 801.0365 | 0 | 26.331 | 53.2134 | 0
22.09. | 22 | 877.1627 |  | 798.0709 | 0 | 26.13 | 52.9618 | 0
22.09. | 23 | 873.4315 |  | 794.8798 | 0 | 25.527 | 53.0247 | 0
22.09. | 24 | 825.5411 |  | 748.8613 | 0 | 23.718 | 52.9618 | 0
23.09. | 1 | 817.7248 |  | 744.0477 | 0 | 20.904 | 52.7731 | 0
23.09. | 2 | 814.0859 |  | 741.8664 | 0 | 19.698 | 52.5215 | 0
23.09. | 3 | 818.9646 |  | 748.3025 | 0 | 17.889 | 52.7731 | 0
23.09. | 4 | 818.6432 |  | 750.2044 | 0 | 15.477 | 52.9618 | 0
23.09. | 5 | 807.7094 |  | 742.6507 | 0 | 12.663 | 52.3957 | 0
23.09. | 6 | 825.2383 |  | 760.0032 | 0 | 12.462 | 52.7731 | 0
23.09. | 7 | 897.3092 |  | 832.6142 | 0 | 11.859 | 52.836 | 0
23.09. | 8 | 908.0529 |  | 844.9276 | 0 | 9.849 | 53.2763 | 0
23.09. | 9 | 904.2824 |  | 844.261 | 0 | 7.437 | 52.5844 | 0
23.09. | 10 | 892.9434 |  | 836.4279 | 0 | 4.623 | 51.8925 | 0
23.09. | 11 | 886.7751 |  | 832.1192 | 0 | 3.015 | 51.6409 | 0
23.09. | 12 | 885.7786 |  | 830.9477 | 0 | 3.819 | 51.0119 | 0
23.09. | 13 | 885.8264 |  | 827.2517 | 0 | 7.437 | 51.1377 | 0
23.09. | 14 | 883.7814 |  | 820.0313 | 0 | 12.864 | 50.8861 | 0
23.09. | 15 | 887.6168 |  | 818.0117 | 0 | 18.09 | 51.5151 | 0
23.09. | 16 | 908.3172 |  | 830.6584 | 0 | 25.326 | 52.3328 | 0
23.09. | 17 | 918.9943 |  | 833.1191 | 0 | 33.165 | 52.7102 | 0
23.09. | 18 | 933.9359 |  | 841.6287 | 0 | 39.597 | 52.7102 | 0
23.09. | 19 | 952.0002 |  | 850.4716 | 0 | 48.441 | 53.0876 | 0
23.09. | 20 | 959.9444 |  | 853.5549 | 0 | 53.868 | 52.5215 | 0
23.09. | 21 | 961.7385 |  | 854.1676 | 0 | 54.672 | 52.8989 | 0
23.09. | 22 | 955.319 |  | 847.6237 | 0 | 55.677 | 52.0183 | 0
23.09. | 23 | 950.2602 |  | 843.3689 | 0 | 54.873 | 52.0183 | 0
23.09. | 24 | 867.2896 |  | 763.0865 | 0 | 52.059 | 52.1441 | 0
24.09. | 1 | 861.2668 |  | 757.9935 | 0 | 51.255 | 52.0183 | 0
24.09. | 2 | 868.4662 |  | 762.0767 | 0 | 53.868 | 52.5215 | 0
24.09. | 3 | 871.2424 |  | 763.1943 | 0 | 55.275 | 52.7731 | 0
24.09. | 4 | 870.7023 |  | 763.1943 | 0 | 54.672 | 52.836 | 0
24.09. | 5 | 868.3468 |  | 762.6355 | 0 | 53.064 | 52.6473 | 0
24.09. | 6 | 870.5307 |  | 764.2041 | 0 | 53.868 | 52.4586 | 0
24.09. | 7 | 932.3141 |  | 821.3645 | 0 | 58.491 | 52.4586 | 0
24.09. | 8 | 952.6538 |  | 838.4376 | 0 | 61.506 | 52.7102 | 0
24.09. | 9 | 952.9943 |  | 845.7119 | 0 | 54.069 | 53.2134 | 0
24.09. | 10 | 939.6813 |  | 843.7561 | 0 | 43.215 | 52.7102 | 0
24.09. | 11 | 924.2757 |  | 842.5846 | 0 | 29.547 | 52.1441 | 0
24.09. | 12 | 907.3664 |  | 837.1583 | 0 | 18.693 | 51.5151 | 0
24.09. | 13 | 900.2946 |  | 836.9328 | 0 | 11.658 | 51.7038 | 0
24.09. | 14 | 896.1594 |  | 836.4279 | 0 | 7.839 | 51.8925 | 0
24.09. | 15 | 889.9814 |  | 830.3251 | 0 | 7.638 | 52.0183 | 0
24.09. | 16 | 894.4798 |  | 833.2907 | 0 | 9.045 | 52.1441 | 0
24.09. | 17 | 900.2274 |  | 837.0406 | 0 | 10.854 | 52.3328 | 0
24.09. | 18 | 905.7392 |  | 837.8788 | 0 | 15.276 | 52.5844 | 0
24.09. | 19 | 918.2925 |  | 840.2317 | 0 | 25.728 | 52.3328 | 0
24.09. | 20 | 930.45 |  | 838.8347 | 0 | 39.597 | 52.0183 | 0
24.09. | 21 | 935.8171 |  | 834.8054 | 0 | 49.245 | 51.7667 | 0
24.09. | 22 | 945.6161 |  | 836.8789 | 0 | 57.285 | 51.4522 | 0
24.09. | 23 | 946.7057 |  | 833.4084 | 0 | 61.908 | 51.3893 | 0
24.09. | 24 | 873.8776 |  | 758.4445 | 0 | 63.918 | 51.5151 | 0
25.09. | 1 | 869.6238 |  | 752.8466 | 0 | 65.325 | 51.4522 | 0
25.09. | 2 | 871.0644 |  | 752.7927 | 0 | 67.134 | 51.1377 | 0
25.09. | 3 | 880.3944 |  | 759.2827 | 0 | 69.345 | 51.7667 | 0
25.09. | 4 | 883.7843 |  | 760.8513 | 0 | 71.355 | 51.578 | 0
25.09. | 5 | 886.8132 |  | 761.5817 | 0 | 73.968 | 51.2635 | 0
25.09. | 6 | 898.7995 |  | 769.8119 | 0 | 77.787 | 51.2006 | 0
25.09. | 7 | 967.0537 |  | 835.3642 | 0 | 79.797 | 51.8925 | 0
25.09. | 8 | 981.3666 |  | 852.7167 | 0 | 76.38 | 52.2699 | 0
25.09. | 9 | 969.2608 |  | 853.7265 | 0 | 63.516 | 52.0183 | 0
25.09. | 10 | 954.0759 |  | 851.7707 | 0 | 50.853 | 51.4522 | 0
25.09. | 11 | 938.2208 |  | 849.9227 | 0 | 36.783 | 51.5151 | 0
25.09. | 12 | 928.1494 |  | 849.0207 | 0 | 26.733 | 52.3957 | 0
25.09. | 13 | 908.5368 |  | 839.8984 | 0 | 16.683 | 51.9554 | 0
25.09. | 14 | 901.216 |  | 839.0602 | 0 | 10.452 | 51.7038 | 0
25.09. | 15 | 899.2428 |  | 839.2857 | 0 | 8.442 | 51.5151 | 0
25.09. | 16 | 898.2975 |  | 839.0063 | 0 | 7.839 | 51.4522 | 0
25.09. | 17 | 898.4169 |  | 838.4475 | 0 | 8.643 | 51.3264 | 0
25.09. | 18 | 896.2079 |  | 835.7613 | 0 | 9.246 | 51.2006 | 0
25.09. | 19 | 900.3528 |  | 838.0603 | 0 | 11.658 | 50.6345 | 0
25.09. | 20 | 908.0975 |  | 839.7367 | 0 | 17.286 | 51.0748 | 0
25.09. | 21 | 925.4416 |  | 850.7609 | 0 | 22.914 | 51.7667 | 0
25.09. | 22 | 934.0826 |  | 853.4471 | 0 | 28.743 | 51.8925 | 0
25.09. | 23 | 930.1786 |  | 848.3002 | 0 | 30.552 | 51.3264 | 0
25.09. | 24 | 845.1684 |  | 762.6993 | 0 | 30.954 | 51.5151 | 0
26.09. | 1 | 823.6979 |  | 744.4107 | 0 | 30.351 | 48.9362 | 0
26.09. | 2 | 818.3085 |  | 738.9844 | 0 | 30.954 | 48.3701 | 0
26.09. | 3 | 814.7144 |  | 737.1364 | 0 | 29.145 | 48.433 | 0
26.09. | 4 | 817.4453 |  | 739.2 | 0 | 28.743 | 49.5023 | 0
26.09. | 5 | 826.4191 |  | 744.6802 | 0 | 31.356 | 50.3829 | 0
26.09. | 6 | 837.8524 |  | 750.8369 | 0 | 36.381 | 50.6345 | 0
26.09. | 7 | 891.3927 |  | 797.6936 | 0 | 42.813 | 50.8861 | 0
26.09. | 8 | 916.2561 |  | 812.306 | 0 | 53.064 | 50.8861 | 0
26.09. | 9 | 934.69 |  | 833.8055 | 0 | 50.25 | 50.6345 | 0
26.09. | 10 | 927.2311 |  | 832.9673 | 0 | 43.818 | 50.4458 | 0
26.09. | 11 | 919.7498 |  | 832.5702 | 0 | 35.979 | 51.2006 | 0
26.09. | 12 | 923.3421 |  | 841.4131 | 0 | 30.351 | 51.578 | 0
26.09. | 13 | 915.6788 |  | 835.9868 | 0 | 28.743 | 50.949 | 0
26.09. | 14 | 887.0263 |  | 811.4678 | 0 | 24.924 | 50.6345 | 0
26.09. | 15 | 878.6448 |  | 805.5366 | 0 | 22.914 | 50.1942 | 0
26.09. | 16 | 877.0992 |  | 806.8159 | 0 | 18.894 | 51.3893 | 0
26.09. | 17 | 877.4166 |  | 810.2864 | 0 | 15.678 | 51.4522 | 0
26.09. | 18 | 880.2798 |  | 813.8647 | 0 | 14.271 | 52.1441 | 0
26.09. | 19 | 891.036 |  | 819.6342 | 0 | 19.698 | 51.7038 | 0
26.09. | 20 | 914.6639 |  | 829.884 | 0 | 33.768 | 51.0119 | 0
26.09. | 21 | 931.2743 |  | 828.0899 | 0 | 51.858 | 51.3264 | 0
26.09. | 22 | 932.6886 |  | 814.3157 | 0 | 66.732 | 51.6409 | 0
26.09. | 23 | 940.8164 |  | 811.1246 | 0 | 77.988 | 51.7038 | 0
26.09. | 24 | 868.9263 |  | 750.2143 | 0 | 67.134 | 51.578 | 0
27.09. | 1 | 856.5143 |  | 748.1408 | 0 | 56.481 | 51.8925 | 0
27.09. | 2 | 844.766 |  | 744.4448 | 0 | 48.24 | 52.0812 | 0
27.09. | 3 | 842.5737 |  | 745.0036 | 0 | 45.426 | 52.1441 | 0
27.09. | 4 | 830.0879 |  | 736.9549 | 0 | 42.813 | 50.32 | 0
27.09. | 5 | 841.0384 |  | 736.901 | 0 | 54.069 | 50.0684 | 0
27.09. | 6 | 846.5808 |  | 741.7146 | 0 | 54.672 | 50.1942 | 0
27.09. | 7 | 896.3557 |  | 795.3946 | 0 | 49.446 | 51.5151 | 0
27.09. | 8 | 910.7707 |  | 806.8698 | 0 | 52.26 | 51.6409 | 0
27.09. | 9 | 902.1742 |  | 808.8894 | 0 | 42.21 | 51.0748 | 0
27.09. | 10 | 880.92 |  | 799.821 | 0 | 30.15 | 50.949 | 0
27.09. | 11 | 869.5205 |  | 797.9191 | 0 | 20.904 | 50.6974 | 0
27.09. | 12 | 862.4987 |  | 795.6201 | 0 | 15.678 | 51.2006 | 0
27.09. | 13 | 857.3814 |  | 794.6103 | 0 | 11.256 | 51.5151 | 0
27.09. | 14 | 847.5449 |  | 788.0664 | 0 | 8.844 | 50.6345 | 0
27.09. | 15 | 859.7088 |  | 798.0808 | 0 | 10.05 | 51.578 | 0
27.09. | 16 | 859.2033 |  | 796.6838 | 0 | 11.256 | 51.2635 | 0
27.09. | 17 | 866.3535 |  | 797.1887 | 0 | 18.09 | 51.0748 | 0
27.09. | 18 | 875.5137 |  | 797.6936 | 0 | 26.934 | 50.8861 | 0
27.09. | 19 | 884.0994 |  | 803.9042 | 0 | 28.743 | 51.4522 | 0
27.09. | 20 | 894.2984 |  | 808.6639 | 0 | 34.371 | 51.2635 | 0
27.09. | 21 | 896.9136 |  | 810.2864 | 0 | 35.175 | 51.4522 | 0
27.09. | 22 | 892.3839 |  | 809.9531 | 0 | 31.356 | 51.0748 | 0
27.09. | 23 | 887.5273 |  | 808.6639 | 0 | 27.537 | 51.3264 | 0
27.09. | 24 | 829.5064 |  | 752.0623 | 0 | 25.929 | 51.5151 | 0
28.09. | 1 | 822.0809 |  | 746.8615 | 0 | 24.522 | 50.6974 | 0
28.09. | 2 | 824.7996 |  | 749.881 | 0 | 23.718 | 51.2006 | 0
28.09. | 3 | 819.1507 |  | 747.6997 | 0 | 20.502 | 50.949 | 0
28.09. | 4 | 814.4461 |  | 747.1409 | 0 | 16.482 | 50.8232 | 0
28.09. | 5 | 816.3347 |  | 750.3859 | 0 | 14.874 | 51.0748 | 0
28.09. | 6 | 823.0614 |  | 758.67 | 0 | 13.065 | 51.3264 | 0
28.09. | 7 | 862.2708 |  | 801.4974 | 0 | 9.447 | 51.3264 | 0
28.09. | 8 | 874.3747 |  | 816.1637 | 0 | 6.633 | 51.578 | 0
28.09. | 9 | 899.0527 |  | 844.0454 | 0 | 3.618 | 51.3893 | 0
28.09. | 10 | 887.6689 |  | 835.879 | 0 | 1.407 | 50.3829 | 0
28.09. | 11 | 880.8586 |  | 829.7223 | 0 | 1.005 | 50.1313 | 0
28.09. | 12 | 880.2917 |  | 826.9184 | 0 | 2.613 | 50.7603 | 0
28.09. | 13 | 881.1196 |  | 825.0704 | 0 | 5.226 | 50.8232 | 0
28.09. | 14 | 848.2066 |  | 789.1301 | 0 | 8.442 | 50.6345 | 0
28.09. | 15 | 844.7685 |  | 782.6401 | 0 | 12.06 | 50.0684 | 0
28.09. | 16 | 853.5866 |  | 787.1743 | 0 | 16.281 | 50.1313 | 0
28.09. | 17 | 855.2974 |  | 784.3264 | 0 | 21.909 | 49.062 | 0
28.09. | 18 | 867.5971 |  | 791.7624 | 0 | 25.326 | 50.5087 | 0
28.09. | 19 | 881.8392 |  | 800.3259 | 0 | 30.753 | 50.7603 | 0
28.09. | 20 | 904.6647 |  | 822.1587 | 0 | 31.557 | 50.949 | 0
28.09. | 21 | 907.1899 |  | 825.3498 | 0 | 30.954 | 50.8861 | 0
28.09. | 22 | 880.8342 |  | 800.3259 | 0 | 29.748 | 50.7603 | 0
28.09. | 23 | 872.7982 |  | 794.9535 | 0 | 27.336 | 50.5087 | 0
28.09. | 24 | 824.8048 |  | 747.4742 | 0 | 26.13 | 51.2006 | 0
29.09. | 1 | 826.6596 |  | 746.4644 | 0 | 28.743 | 51.4522 | 0
29.09. | 2 | 841.4741 |  | 751.0525 | 0 | 38.592 | 51.8296 | 0
29.09. | 3 | 843.508 |  | 749.2045 | 0 | 42.411 | 51.8925 | 0
29.09. | 4 | 847.1857 |  | 748.9251 | 0 | 46.431 | 51.8296 | 0
29.09. | 5 | 849.8564 |  | 751.3319 | 0 | 46.632 | 51.8925 | 0
29.09. | 6 | 857.363 |  | 757.1553 | 0 | 48.441 | 51.7667 | 0
29.09. | 7 | 901.7275 |  | 799.8749 | 0 | 50.652 | 51.2006 | 0
29.09. | 8 | 898.5851 |  | 800.3259 | 0 | 47.436 | 50.8232 | 0
29.09. | 9 | 883.6848 |  | 796.2427 | 0 | 37.185 | 50.2571 | 0
29.09. | 10 | 861.2796 |  | 788.0224 | 0 | 24.321 | 48.9362 | 0
29.09. | 11 | 847.0728 |  | 782.3068 | 0 | 15.075 | 49.691 | 0
29.09. | 12 | 843.1227 |  | 783.7577 | 0 | 9.045 | 50.32 | 0
29.09. | 13 | 841.0301 |  | 784.542 | 0 | 6.231 | 50.2571 | 0
29.09. | 14 | 841.5137 |  | 785.1008 | 0 | 6.03 | 50.3829 | 0
29.09. | 15 | 844.9222 |  | 786.2723 | 0 | 7.638 | 51.0119 | 0
29.09. | 16 | 849.2718 |  | 788.7869 | 0 | 8.844 | 51.6409 | 0
29.09. | 17 | 856.0831 |  | 793.6005 | 0 | 10.653 | 51.8296 | 0
29.09. | 18 | 864.0514 |  | 799.1445 | 0 | 13.266 | 51.6409 | 0
29.09. | 19 | 869.5239 |  | 802.5072 | 0 | 15.879 | 51.1377 | 0
29.09. | 20 | 875.0987 |  | 804.3013 | 0 | 20.1 | 50.6974 | 0
29.09. | 21 | 881.8523 |  | 806.7081 | 0 | 24.321 | 50.8232 | 0
29.09. | 22 | 882.3108 |  | 806.1493 | 0 | 25.527 | 50.6345 | 0
29.09. | 23 | 879.6652 |  | 804.8601 | 0 | 23.919 | 50.8861 | 0
29.09. | 24 | 829.4683 |  | 757.5524 | 0 | 20.904 | 51.0119 | 0
30.09. | 1 | 820.4731 |  | 751.1702 | 0 | 18.291 | 51.0119 | 0
30.09. | 2 | 818.9574 |  | 752.18 | 0 | 16.08 | 50.6974 | 0
30.09. | 3 | 814.7384 |  | 749.4938 | 0 | 14.673 | 50.5716 | 0
30.09. | 4 | 812.8814 |  | 748.8811 | 0 | 13.869 | 50.1313 | 0
30.09. | 5 | 813.8625 |  | 750.7291 | 0 | 13.065 | 50.0684 | 0
30.09. | 6 | 822.7731 |  | 760.5818 | 0 | 12.06 | 50.1313 | 0
30.09. | 7 | 887.9088 |  | 824.7371 | 0 | 12.663 | 50.5087 | 0
30.09. | 8 | 899.1814 |  | 836.6633 | 0 | 12.261 | 50.2571 | 0
30.09. | 9 | 903.471 |  | 843.8298 | 0 | 9.447 | 50.1942 | 0
30.09. | 10 | 894.7691 |  | 838.4574 | 0 | 6.432 | 49.8797 | 0
30.09. | 11 | 889.6767 |  | 834.2565 | 0 | 5.226 | 50.1942 | 0
30.09. | 12 | 882.3721 |  | 827.09 | 0 | 5.025 | 50.2571 | 0
30.09. | 13 | 887.1115 |  | 830.5605 | 0 | 6.231 | 50.32 | 0
30.09. | 14 | 888.6063 |  | 827.3694 | 0 | 10.854 | 50.3829 | 0
30.09. | 15 | 896.9289 |  | 827.9282 | 0 | 18.492 | 50.5087 | 0
30.09. | 16 | 905.348 |  | 828.4331 | 0 | 26.532 | 50.3829 | 0
30.09. | 17 | 922.1683 |  | 834.0849 | 0 | 37.386 | 50.6974 | 0
30.09. | 18 | 928.0319 |  | 832.6879 | 0 | 45.024 | 50.32 | 0
30.09. | 19 | 940.8374 |  | 835.9329 | 0 | 54.27 | 50.6345 | 0
30.09. | 20 | 950.5911 |  | 838.9524 | 0 | 60.501 | 51.1377 | 0
30.09. | 21 | 957.5057 |  | 840.8543 | 0 | 65.325 | 51.3264 | 0
30.09. | 22 | 956.9308 |  | 837.9426 | 0 | 67.536 | 51.4522 | 0
30.09. | 23 | 946.0764 |  | 829.3252 | 0 | 65.928 | 50.8232 | 0
30.09. | 24 | 859.4888 |  | 747.6997 | 0 | 60.903 | 50.8861 | 0
01.10. | 1 | 850.803 |  | 744.6802 | 0 | 55.677 | 50.4458 | 0
01.10. | 2 | 852.3622 |  | 749.7193 | 0 | 52.26 | 50.3829 | 0
01.10. | 3 | 856.3705 |  | 750.6114 | 0 | 54.873 | 50.8861 | 0
01.10. | 4 | 862.2736 |  | 750.9986 | 0 | 59.697 | 51.578 | 0
01.10. | 5 | 869.3064 |  | 749.3761 | 0 | 68.541 | 51.3893 | 0
01.10. | 6 | 876.6345 |  | 746.0772 | 0 | 79.797 | 50.7603 | 0
01.10. | 7 | 947.6935 |  | 808.5561 | 0 | 88.44 | 50.6974 | 0
01.10. | 8 | 957.5168 |  | 817.399 | 0 | 89.043 | 51.0748 | 0
01.10. | 9 | 960.483 |  | 822.4381 | 0 | 87.033 | 51.0119 | 0
01.10. | 10 | 945.8598 |  | 816.0559 | 0 | 78.792 | 51.0119 | 0
01.10. | 11 | 925.2999 |  | 809.3404 | 0 | 65.325 | 50.6345 | 0
01.10. | 12 | 921.2212 |  | 808.2767 | 0 | 62.31 | 50.6345 | 0
01.10. | 13 | 921.1615 |  | 808.5561 | 0 | 61.908 | 50.6974 | 0
01.10. | 14 | 914.7882 |  | 809.6198 | 0 | 54.471 | 50.6974 | 0
01.10. | 15 | 913.4921 |  | 810.2325 | 0 | 52.059 | 51.2006 | 0
01.10. | 16 | 905.5216 |  | 803.066 | 0 | 51.255 | 51.2006 | 0
01.10. | 17 | 902.4857 |  | 800.8847 | 0 | 50.652 | 50.949 | 0
01.10. | 18 | 907.3545 |  | 801.218 | 0 | 54.873 | 51.2635 | 0
01.10. | 19 | 937.3288 |  | 806.6443 | 0 | 78.792 | 51.8925 | 0
01.10. | 20 | 952.8904 |  | 803.1738 | 0 | 97.887 | 51.8296 | 0
01.10. | 21 | 955.386 |  | 801.0464 | 0 | 102.51 | 51.8296 | 0
01.10. | 22 | 959.2627 |  | 803.4532 | 0 | 103.917 | 51.8925 | 0
01.10. | 23 | 963.7673 |  | 802.6689 | 0 | 109.143 | 51.9554 | 0
01.10. | 24 | 895.9216 |  | 728.9942 | 0 | 114.972 | 51.9554 | 0
02.10. | 1 | 892.4925 |  | 721.2689 | 0 | 119.394 | 51.8296 | 0
02.10. | 2 | 896.5941 |  | 721.8277 | 0 | 122.811 | 51.9554 | 0
02.10. | 3 | 891.193 |  | 717.2935 | 0 | 122.007 | 51.8925 | 0
02.10. | 4 | 889.736 |  | 719.367 | 0 | 118.791 | 51.578 | 0
02.10. | 5 | 892.6067 |  | 723.1169 | 0 | 117.786 | 51.7038 | 0
02.10. | 6 | 906.4161 |  | 736.3862 | 0 | 118.389 | 51.6409 | 0
02.10. | 7 | 967.4336 |  | 797.6936 | 0 | 118.791 | 50.949 | 0
02.10. | 8 | 992.6562 |  | 820.1391 | 0 | 121.002 | 51.5151 | 0
02.10. | 9 | 986.9784 |  | 826.5213 | 0 | 108.942 | 51.5151 | 0
02.10. | 10 | 972.3412 |  | 828.0899 | 0 | 92.862 | 51.3893 | 0
02.10. | 11 | 958.9936 |  | 827.5311 | 0 | 80.199 | 51.2635 | 0
02.10. | 12 | 945.6341 |  | 823.5557 | 0 | 70.752 | 51.3264 | 0
02.10. | 13 | 937.6043 |  | 825.286 | 0 | 60.3 | 52.0183 | 0
02.10. | 14 | 925.4975 |  | 827.6389 | 0 | 46.029 | 51.8296 | 0
02.10. | 15 | 915.6594 |  | 832.3986 | 0 | 31.557 | 51.7038 | 0
02.10. | 16 | 902.3335 |  | 828.3693 | 0 | 22.512 | 51.4522 | 0
02.10. | 17 | 894.0587 |  | 824.1145 | 0 | 18.492 | 51.4522 | 0
02.10. | 18 | 901.0332 |  | 830.0457 | 0 | 19.095 | 51.8925 | 0
02.10. | 19 | 916.8047 |  | 834.0211 | 0 | 30.954 | 51.8296 | 0
02.10. | 20 | 945.8011 |  | 847.5159 | 0 | 46.833 | 51.4522 | 0
02.10. | 21 | 973.1104 |  | 857.7019 | 0 | 63.516 | 51.8925 | 0
02.10. | 22 | 981.1534 |  | 853.6726 | 0 | 75.777 | 51.7038 | 0
02.10. | 23 | 986.7792 |  | 852.0501 | 0 | 83.214 | 51.5151 | 0
02.10. | 24 | 894.3092 |  | 758.2729 | 0 | 84.018 | 52.0183 | 0
03.10. | 1 | 882.1923 |  | 750.2143 | 0 | 80.4 | 51.578 | 0
03.10. | 2 | 883.4821 |  | 752.3956 | 0 | 79.194 | 51.8925 | 0
03.10. | 3 | 881.8639 |  | 750.6653 | 0 | 79.998 | 51.2006 | 0
03.10. | 4 | 878.5151 |  | 749.2144 | 0 | 78.792 | 50.5087 | 0
03.10. | 5 | 876.1986 |  | 750.5036 | 0 | 75.375 | 50.32 | 0
03.10. | 6 | 888.4916 |  | 761.7533 | 0 | 75.978 | 50.7603 | 0
03.10. | 7 | 941.6627 |  | 814.2079 | 0 | 76.38 | 51.0748 | 0
03.10. | 8 | 949.6618 |  | 828.036 | 0 | 70.551 | 51.0748 | 0
03.10. | 9 | 963.097 |  | 853.6187 | 0 | 58.089 | 51.3893 | 0
03.10. | 10 | 945.411 |  | 850.9325 | 0 | 43.215 | 51.2635 | 0
03.10. | 11 | 923.5593 |  | 844.7219 | 0 | 28.14 | 50.6974 | 0
03.10. | 12 | 909.398 |  | 842.369 | 0 | 16.08 | 50.949 | 0
03.10. | 13 | 894.0902 |  | 835.428 | 0 | 7.839 | 50.8232 | 0
03.10. | 14 | 863.3668 |  | 808.2228 | 0 | 4.824 | 50.32 | 0
03.10. | 15 | 858.9958 |  | 804.8062 | 0 | 3.618 | 50.5716 | 0
03.10. | 16 | 857.6463 |  | 802.9043 | 0 | 4.422 | 50.32 | 0
03.10. | 17 | 862.1292 |  | 805.5905 | 0 | 6.03 | 50.5087 | 0
03.10. | 18 | 871.1244 |  | 811.9727 | 0 | 8.643 | 50.5087 | 0
03.10. | 19 | 885.0157 |  | 821.4283 | 0 | 12.261 | 51.3264 | 0
03.10. | 20 | 901.3416 |  | 834.7515 | 0 | 15.075 | 51.5151 | 0
03.10. | 21 | 904.5805 |  | 834.2466 | 0 | 18.693 | 51.6409 | 0
03.10. | 22 | 883.4055 |  | 810.1687 | 0 | 20.904 | 52.3328 | 0
03.10. | 23 | 884.1976 |  | 806.7521 | 0 | 24.924 | 52.5215 | 0
03.10. | 24 | 837.3827 |  | 752.224 | 0 | 32.763 | 52.3957 | 0
04.10. | 1 | 841.0592 |  | 748.979 | 0 | 39.999 | 52.0812 | 0
04.10. | 2 | 837.4106 |  | 745.0036 | 0 | 40.2 | 52.207 | 0
04.10. | 3 | 831.7468 |  | 743.435 | 0 | 35.979 | 52.3328 | 0
04.10. | 4 | 825.5285 |  | 741.1998 | 0 | 32.562 | 51.7667 | 0
04.10. | 5 | 827.6549 |  | 744.6703 | 0 | 31.155 | 51.8296 | 0
04.10. | 6 | 832.3455 |  | 753.1799 | 0 | 27.336 | 51.8296 | 0
04.10. | 7 | 877.1741 |  | 801.5513 | 0 | 23.919 | 51.7038 | 0
04.10. | 8 | 876.9743 |  | 804.5169 | 0 | 20.502 | 51.9554 | 0
04.10. | 9 | 870.0988 |  | 805.4189 | 0 | 13.668 | 51.0119 | 0
04.10. | 10 | 856.1719 |  | 798.7034 | 0 | 6.834 | 50.6345 | 0
04.10. | 11 | 851.777 |  | 797.1348 | 0 | 3.819 | 50.8232 | 0
04.10. | 12 | 856.3037 |  | 801.4974 | 0 | 3.417 | 51.3893 | 0
04.10. | 13 | 860.2401 |  | 803.6248 | 0 | 5.226 | 51.3893 | 0
04.10. | 14 | 868.2403 |  | 807.4286 | 0 | 9.045 | 51.7667 | 0
04.10. | 15 | 875.4178 |  | 810.6736 | 0 | 12.663 | 52.0812 | 0
04.10. | 16 | 878.4696 |  | 810.8991 | 0 | 15.678 | 51.8925 | 0
04.10. | 17 | 883.6366 |  | 814.2079 | 0 | 18.291 | 51.1377 | 0
04.10. | 18 | 887.0994 |  | 813.1981 | 0 | 22.512 | 51.3893 | 0
04.10. | 19 | 909.4197 |  | 829.2614 | 0 | 28.14 | 52.0183 | 0
04.10. | 20 | 913.6974 |  | 833.0113 | 0 | 28.542 | 52.1441 | 0
04.10. | 21 | 908.4366 |  | 830.0996 | 0 | 26.13 | 52.207 | 0
04.10. | 22 | 899.7459 |  | 825.1144 | 0 | 22.11 | 52.5215 | 0
04.10. | 23 | 898.5518 |  | 828.531 | 0 | 17.688 | 52.3328 | 0
04.10. | 24 | 843.6416 |  | 777.5273 | 0 | 13.467 | 52.6473 | 0
05.10. | 1 | 842.0923 |  | 778.591 | 0 | 10.854 | 52.6473 | 0
05.10. | 2 | 837.3748 |  | 775.9587 | 0 | 8.643 | 52.7731 | 0
05.10. | 3 | 831.5717 |  | 771.4245 | 0 | 7.437 | 52.7102 | 0
05.10. | 4 | 835.0822 |  | 775.3999 | 0 | 7.035 | 52.6473 | 0
05.10. | 5 | 832.8829 |  | 774.5078 | 0 | 6.231 | 52.1441 | 0
05.10. | 6 | 832.4431 |  | 775.6254 | 0 | 4.422 | 52.3957 | 0
05.10. | 7 | 834.8531 |  | 778.3116 | 0 | 4.02 | 52.5215 | 0
05.10. | 8 | 838.3897 |  | 782.0615 | 0 | 3.618 | 52.7102 | 0
05.10. | 9 | 829.644 |  | 775.0127 | 0 | 2.613 | 52.0183 | 0
05.10. | 10 | 826.5681 |  | 772.3265 | 0 | 2.412 | 51.8296 | 0
05.10. | 11 | 832.016 |  | 774.5078 | 0 | 5.427 | 52.0812 | 0
05.10. | 12 | 834.0867 |  | 772.8853 | 0 | 9.246 | 51.9554 | 0
05.10. | 13 | 838.3545 |  | 770.5324 | 0 | 15.678 | 52.1441 | 0
05.10. | 14 | 842.6591 |  | 768.405 | 0 | 22.11 | 52.1441 | 0
05.10. | 15 | 843.7258 |  | 765.4394 | 0 | 26.331 | 51.9554 | 0
05.10. | 16 | 850.561 |  | 768.405 | 0 | 29.949 | 52.207 | 0
05.10. | 17 | 847.6065 |  | 762.4738 | 0 | 33.366 | 51.7667 | 0
05.10. | 18 | 843.8982 |  | 758.7778 | 0 | 33.165 | 51.9554 | 0
05.10. | 19 | 850.827 |  | 766.6747 | 0 | 32.763 | 51.3893 | 0
05.10. | 20 | 854.2686 |  | 767.8561 | 0 | 35.778 | 50.6345 | 0
05.10. | 21 | 852.0464 |  | 767.4689 | 0 | 34.572 | 50.0055 | 0
05.10. | 22 | 845.6047 |  | 765.6748 | 0 | 29.547 | 50.3829 | 0
05.10. | 23 | 840.4593 |  | 767.5767 | 0 | 22.311 | 50.5716 | 0
05.10. | 24 | 831.937 |  | 761.3023 | 0 | 19.497 | 51.1377 | 0
06.10. | 1 | 827.3996 |  | 756.4887 | 0 | 19.899 | 51.0119 | 0
06.10. | 2 | 822.6928 |  | 754.3074 | 0 | 17.688 | 50.6974 | 0
06.10. | 3 | 818.0228 |  | 752.3516 | 0 | 15.477 | 50.1942 | 0
06.10. | 4 | 820.8838 |  | 754.3074 | 0 | 15.879 | 50.6974 | 0
06.10. | 5 | 809.3351 |  | 743.3371 | 0 | 15.678 | 50.32 | 0
06.10. | 6 | 819.6642 |  | 747.989 | 0 | 22.11 | 49.5652 | 0
06.10. | 7 | 867.1491 |  | 788.4635 | 0 | 28.743 | 49.9426 | 0
06.10. | 8 | 880.6797 |  | 802.3455 | 0 | 28.14 | 50.1942 | 0
06.10. | 9 | 877.2965 |  | 806.6003 | 0 | 20.502 | 50.1942 | 0
06.10. | 10 | 864.7418 |  | 796.9731 | 0 | 17.889 | 49.8797 | 0
06.10. | 11 | 872.4375 |  | 799.3799 | 0 | 23.115 | 49.9426 | 0
06.10. | 12 | 885.0159 |  | 802.8504 | 0 | 32.16 | 50.0055 | 0
06.10. | 13 | 891.4479 |  | 802.8504 | 0 | 38.592 | 50.0055 | 0
06.10. | 14 | 897.7752 |  | 798.4878 | 0 | 49.848 | 49.4394 | 0
06.10. | 15 | 909.3399 |  | 798.8211 | 0 | 60.702 | 49.8168 | 0
06.10. | 16 | 921.7817 |  | 800.8847 | 0 | 69.948 | 50.949 | 0
06.10. | 17 | 929.1896 |  | 805.1395 | 0 | 73.164 | 50.8861 | 0
06.10. | 18 | 943.2824 |  | 813.3158 | 0 | 79.395 | 50.5716 | 0
06.10. | 19 | 957.9894 |  | 821.8793 | 0 | 85.224 | 50.8861 | 0
06.10. | 20 | 964.9179 |  | 824.5116 | 0 | 89.646 | 50.7603 | 0
06.10. | 21 | 971.5101 |  | 829.6585 | 0 | 90.651 | 51.2006 | 0
06.10. | 22 | 965.4244 |  | 824.5655 | 0 | 89.847 | 51.0119 | 0
06.10. | 23 | 966.4513 |  | 825.4037 | 0 | 89.847 | 51.2006 | 0
06.10. | 24 | 923.8217 |  | 782.2969 | 0 | 90.45 | 51.0748 | 0
07.10. | 1 | 928.0079 |  | 779.3852 | 0 | 97.485 | 51.1377 | 0
07.10. | 2 | 934.2538 |  | 778.7725 | 0 | 104.721 | 50.7603 | 0
07.10. | 3 | 937.7651 |  | 777.0961 | 0 | 110.349 | 50.32 | 0
07.10. | 4 | 938.5776 |  | 775.9246 | 0 | 112.962 | 49.691 | 0
07.10. | 5 | 935.3517 |  | 769.8218 | 0 | 115.776 | 49.7539 | 0
07.10. | 6 | 947.336 |  | 780.7382 | 0 | 116.781 | 49.8168 | 0
07.10. | 7 | 1011.1734 |  | 843.8837 | 0 | 116.781 | 50.5087 | 0
07.10. | 8 | 1015.1991 |  | 851.0502 | 0 | 113.766 | 50.3829 | 0
07.10. | 9 | 1007.824 |  | 852.3933 | 0 | 104.922 | 50.5087 | 0
07.10. | 10 | 994.3242 |  | 846.7954 | 0 | 97.083 | 50.4458 | 0
07.10. | 11 | 989.2027 |  | 846.8493 | 0 | 91.656 | 50.6974 | 0
07.10. | 12 | 964.8141 |  | 838.3397 | 0 | 75.777 | 50.6974 | 0
07.10. | 13 | 933.7838 |  | 826.6929 | 0 | 56.079 | 51.0119 | 0
07.10. | 14 | 913.3304 |  | 817.3451 | 0 | 45.225 | 50.7603 | 0
07.10. | 15 | 909.5231 |  | 816.453 | 0 | 42.813 | 50.2571 | 0
07.10. | 16 | 917.1237 |  | 826.188 | 0 | 39.798 | 51.1377 | 0
07.10. | 17 | 925.1268 |  | 834.6437 | 0 | 39.597 | 50.8861 | 0
07.10. | 18 | 943.3996 |  | 843.6582 | 0 | 49.044 | 50.6974 | 0
07.10. | 19 | 971.6005 |  | 846.3444 | 0 | 74.37 | 50.8861 | 0
07.10. | 20 | 991.1463 |  | 841.3053 | 0 | 98.892 | 50.949 | 0
07.10. | 21 | 1007.0114 |  | 840.5749 | 0 | 115.173 | 51.2635 | 0
07.10. | 22 | 1005.6007 |  | 830.7222 | 0 | 123.615 | 51.2635 | 0
07.10. | 23 | 1002.7758 |  | 825.9625 | 0 | 125.424 | 51.3893 | 0
07.10. | 24 | 927.3598 |  | 752.1162 | 0 | 123.414 | 51.8296 | 0
08.10. | 1 | 925.5026 |  | 747.1948 | 0 | 127.233 | 51.0748 | 0
08.10. | 2 | 942.5216 |  | 759.9053 | 0 | 131.856 | 50.7603 | 0
08.10. | 3 | 942.4748 |  | 762.2582 | 0 | 129.645 | 50.5716 | 0
08.10. | 4 | 944.3795 |  | 767.8561 | 0 | 125.826 | 50.6974 | 0
08.10. | 5 | 940.0737 |  | 767.0179 | 0 | 122.61 | 50.4458 | 0
08.10. | 6 | 937.7398 |  | 771.6698 | 0 | 116.379 | 49.691 | 0
08.10. | 7 | 993.1584 |  | 828.7224 | 0 | 115.374 | 49.062 | 0
08.10. | 8 | 1001.3466 |  | 839.1339 | 0 | 112.962 | 49.2507 | 0
08.10. | 9 | 996.6997 |  | 840.9819 | 0 | 106.53 | 49.1878 | 0
08.10. | 10 | 978.4063 |  | 835.0507 | 0 | 94.671 | 48.6846 | 0
08.10. | 11 | 955.4595 |  | 829.4528 | 0 | 77.385 | 48.6217 | 0
08.10. | 12 | 936.4961 |  | 827.9381 | 0 | 59.496 | 49.062 | 0
08.10. | 13 | 918.7745 |  | 827.992 | 0 | 41.406 | 49.3765 | 0
08.10. | 14 | 901.548 |  | 823.4039 | 0 | 29.145 | 48.9991 | 0
08.10. | 15 | 898.4974 |  | 826.144 | 0 | 22.914 | 49.4394 | 0
08.10. | 16 | 896.4767 |  | 825.693 | 0 | 20.904 | 49.8797 | 0
08.10. | 17 | 896.8451 |  | 825.7469 | 0 | 20.904 | 50.1942 | 0
08.10. | 18 | 901.3711 |  | 825.8646 | 0 | 26.13 | 49.3765 | 0
08.10. | 19 | 937.6288 |  | 844.7857 | 0 | 43.215 | 49.6281 | 0
08.10. | 20 | 961.2025 |  | 848.5356 | 0 | 62.913 | 49.7539 | 0
08.10. | 21 | 981.245 |  | 850.4375 | 0 | 80.802 | 50.0055 | 0
08.10. | 22 | 985.076 |  | 845.1729 | 0 | 89.646 | 50.2571 | 0
08.10. | 23 | 982.0294 |  | 842.5406 | 0 | 89.043 | 50.4458 | 0
08.10. | 24 | 905.4726 |  | 771.2727 | 0 | 83.817 | 50.3829 | 0
09.10. | 1 | 893.535 |  | 766.6846 | 0 | 76.782 | 50.0684 | 0
09.10. | 2 | 896.8085 |  | 764.7827 | 0 | 82.209 | 49.8168 | 0
09.10. | 3 | 893.5119 |  | 762.8808 | 0 | 81.003 | 49.6281 | 0
09.10. | 4 | 892.5437 |  | 763.1063 | 0 | 79.998 | 49.4394 | 0
09.10. | 5 | 895.1189 |  | 764.2239 | 0 | 81.204 | 49.691 | 0
09.10. | 6 | 900.5672 |  | 775.0226 | 0 | 74.973 | 50.5716 | 0
09.10. | 7 | 964.2961 |  | 843.4866 | 0 | 69.546 | 51.2635 | 0
09.10. | 8 | 977.4476 |  | 856.8637 | 0 | 68.943 | 51.6409 | 0
09.10. | 9 | 970.7387 |  | 863.4714 | 0 | 55.878 | 51.3893 | 0
09.10. | 10 | 951.4335 |  | 860.398 | 0 | 40.401 | 50.6345 | 0
09.10. | 11 | 937.1864 |  | 858.55 | 0 | 27.939 | 50.6974 | 0
09.10. | 12 | 920.0947 |  | 852.7266 | 0 | 16.482 | 50.8861 | 0
09.10. | 13 | 907.584 |  | 849.0845 | 0 | 7.236 | 51.2635 | 0
09.10. | 14 | 896.4198 |  | 840.521 | 0 | 4.824 | 51.0748 | 0
09.10. | 15 | 903.3879 |  | 845.8934 | 0 | 6.231 | 51.2635 | 0
09.10. | 16 | 901.2898 |  | 843.8199 | 0 | 5.829 | 51.6409 | 0
09.10. | 17 | 905.6272 |  | 847.2904 | 0 | 6.633 | 51.7038 | 0
09.10. | 18 | 909.6104 |  | 847.0649 | 0 | 10.653 | 51.8925 | 0
09.10. | 19 | 926.8836 |  | 857.9813 | 0 | 16.884 | 52.0183 | 0
09.10. | 20 | 940.466 |  | 862.7949 | 0 | 25.527 | 52.1441 | 0
09.10. | 21 | 942.7825 |  | 861.5057 | 0 | 28.944 | 52.3328 | 0
09.10. | 22 | 942.0621 |  | 859.3783 | 0 | 30.351 | 52.3328 | 0
09.10. | 23 | 940.8243 |  | 852.4373 | 0 | 36.18 | 52.207 | 0
09.10. | 24 | 856.957 |  | 762.5277 | 0 | 42.411 | 52.0183 | 0
10.10. | 1 | 849.8653 |  | 758.7778 | 0 | 39.195 | 51.8925 | 0
10.10. | 2 | 839.4131 |  | 754.4691 | 0 | 33.366 | 51.578 | 0
10.10. | 3 | 841.7425 |  | 755.2534 | 0 | 34.974 | 51.5151 | 0
10.10. | 4 | 840.9614 |  | 754.7485 | 0 | 34.572 | 51.6409 | 0
10.10. | 5 | 843.2657 |  | 754.4152 | 0 | 37.587 | 51.2635 | 0
10.10. | 6 | 857.6065 |  | 764.5473 | 0 | 41.607 | 51.4522 | 0
10.10. | 7 | 918.3959 |  | 817.7862 | 0 | 48.843 | 51.7667 | 0
10.10. | 8 | 928.1441 |  | 827.585 | 0 | 49.044 | 51.5151 | 0
10.10. | 9 | 943.0122 |  | 848.6335 | 0 | 42.612 | 51.7667 | 0
10.10. | 10 | 930.6366 |  | 838.1681 | 0 | 41.205 | 51.2635 | 0
10.10. | 11 | 933.6972 |  | 832.8496 | 0 | 49.647 | 51.2006 | 0
10.10. | 12 | 948.1445 |  | 840.3494 | 0 | 56.28 | 51.5151 | 0
10.10. | 13 | 948.6311 |  | 836.8789 | 0 | 60.3 | 51.4522 | 0
10.10. | 14 | 943.5523 |  | 816.1098 | 0 | 76.179 | 51.2635 | 0
10.10. | 15 | 947.4342 |  | 816.1098 | 0 | 79.998 | 51.3264 | 0
10.10. | 16 | 957.2334 |  | 822.492 | 0 | 83.415 | 51.3264 | 0
10.10. | 17 | 966.2013 |  | 826.1341 | 0 | 89.244 | 50.8232 | 0
10.10. | 18 | 971.7479 |  | 829.884 | 0 | 90.852 | 51.0119 | 0
10.10. | 19 | 973.8733 |  | 834.6976 | 0 | 88.038 | 51.1377 | 0
10.10. | 20 | 991.9961 |  | 840.2955 | 0 | 100.5 | 51.2006 | 0
10.10. | 21 | 1004.5787 |  | 842.7023 | 0 | 110.55 | 51.3264 | 0
10.10. | 22 | 997.5978 |  | 826.5752 | 0 | 119.193 | 51.8296 | 0
10.10. | 23 | 997.1839 |  | 823.1586 | 0 | 122.007 | 52.0183 | 0
10.10. | 24 | 936.0562 |  | 764.2679 | 0 | 120.399 | 51.3893 | 0
11.10. | 1 | 936.4831 |  | 761.0768 | 0 | 124.017 | 51.3893 | 0
11.10. | 2 | 939.4155 |  | 761.8611 | 0 | 126.228 | 51.3264 | 0
11.10. | 3 | 932.9445 |  | 760.0131 | 0 | 121.605 | 51.3264 | 0
11.10. | 4 | 934.2749 |  | 752.7388 | 0 | 130.65 | 50.8861 | 0
11.10. | 5 | 943.097 |  | 751.9006 | 0 | 140.499 | 50.6974 | 0
11.10. | 6 | 953.2104 |  | 761.4739 | 0 | 141.102 | 50.6345 | 0
11.10. | 7 | 975.8579 |  | 805.4288 | 0 | 120.801 | 49.6281 | 0
11.10. | 8 | 954.5817 |  | 815.056 | 0 | 89.646 | 49.8797 | 0
11.10. | 9 | 940.7843 |  | 818.1932 | 0 | 72.963 | 49.6281 | 0
11.10. | 10 | 920.707 |  | 813.3796 | 0 | 57.888 | 49.4394 | 0
11.10. | 11 | 894.2728 |  | 807.6101 | 0 | 36.783 | 49.8797 | 0
11.10. | 12 | 874.2445 |  | 802.0661 | 0 | 22.11 | 50.0684 | 0
11.10. | 13 | 875.648 |  | 796.5221 | 0 | 28.743 | 50.3829 | 0
11.10. | 14 | 889.2543 |  | 799.4877 | 0 | 39.195 | 50.5716 | 0
11.10. | 15 | 897.0336 |  | 799.7671 | 0 | 46.632 | 50.6345 | 0
11.10. | 16 | 900.781 |  | 796.6299 | 0 | 53.265 | 50.8861 | 0
11.10. | 17 | 904.9781 |  | 798.4779 | 0 | 55.677 | 50.8232 | 0
11.10. | 18 | 910.1804 |  | 804.6346 | 0 | 54.471 | 51.0748 | 0
11.10. | 19 | 918.8813 |  | 811.3501 | 0 | 56.079 | 51.4522 | 0
11.10. | 20 | 927.2763 |  | 809.3943 | 0 | 66.933 | 50.949 | 0
11.10. | 21 | 930.8008 |  | 805.4189 | 0 | 74.37 | 51.0119 | 0
11.10. | 22 | 930.9409 |  | 802.7327 | 0 | 77.385 | 50.8232 | 0
11.10. | 23 | 936.3027 |  | 800.1543 | 0 | 84.822 | 51.3264 | 0
11.10. | 24 | 884.7862 |  | 741.0381 | 0 | 92.862 | 50.8861 | 0
12.10. | 1 | 874.9346 |  | 730.7982 | 0 | 94.068 | 50.0684 | 0
12.10. | 2 | 878.1048 |  | 731.808 | 0 | 96.48 | 49.8168 | 0
12.10. | 3 | 884.583 |  | 739.4156 | 0 | 94.47 | 50.6974 | 0
12.10. | 4 | 876.3537 |  | 738.5235 | 0 | 87.636 | 50.1942 | 0
12.10. | 5 | 868.7647 |  | 737.7931 | 0 | 80.4 | 50.5716 | 0
12.10. | 6 | 863.1233 |  | 735.7834 | 0 | 77.586 | 49.7539 | 0
12.10. | 7 | 895.4637 |  | 770.1749 | 0 | 77.988 | 47.3008 | 0
12.10. | 8 | 903.1427 |  | 778.9738 | 0 | 78.189 | 45.9799 | 0
12.10. | 9 | 929.5108 |  | 807.3505 | 0 | 75.174 | 46.9863 | 0
12.10. | 10 | 917.0389 |  | 801.2477 | 0 | 68.742 | 47.0492 | 0
12.10. | 11 | 907.5255 |  | 795.7037 | 0 | 64.521 | 47.3008 | 0
12.10. | 12 | 908.5071 |  | 797.4879 | 0 | 62.712 | 48.3072 | 0
12.10. | 13 | 906.1359 |  | 792.341 | 0 | 65.928 | 47.8669 | 0
12.10. | 14 | 877.6703 |  | 762.7829 | 0 | 67.335 | 47.5524 | 0
12.10. | 15 | 882.7791 |  | 764.9642 | 0 | 69.948 | 47.8669 | 0
12.10. | 16 | 885.4617 |  | 770.7876 | 0 | 66.933 | 47.7411 | 0
12.10. | 17 | 891.7526 |  | 774.8169 | 0 | 68.943 | 47.9927 | 0
12.10. | 18 | 894.3952 |  | 780.1354 | 0 | 66.33 | 47.9298 | 0
12.10. | 19 | 905.3103 |  | 787.1303 | 0 | 69.747 | 48.433 | 0
12.10. | 20 | 926.407 |  | 802.2476 | 0 | 75.978 | 48.1814 | 0
12.10. | 21 | 938.1237 |  | 803.3113 | 0 | 86.631 | 48.1814 | 0
12.10. | 22 | 940.7211 |  | 790.042 | 0 | 102.309 | 48.3701 | 0
12.10. | 23 | 942.2814 |  | 785.0568 | 0 | 108.54 | 48.6846 | 0
12.10. | 24 | 885.208 |  | 730.3571 | 0 | 105.726 | 49.1249 | 0
13.10. | 1 | 887.2349 |  | 727.0582 | 0 | 111.555 | 48.6217 | 0
13.10. | 2 | 888.0715 |  | 728.3474 | 0 | 111.354 | 48.3701 | 0
13.10. | 3 | 884.1406 |  | 729.0778 | 0 | 107.133 | 47.9298 | 0
13.10. | 4 | 882.3119 |  | 729.8621 | 0 | 104.52 | 47.9298 | 0
13.10. | 5 | 891.6648 |  | 735.8472 | 0 | 107.133 | 48.6846 | 0
13.10. | 6 | 903.671 |  | 747.6018 | 0 | 107.133 | 48.9362 | 0
13.10. | 7 | 948.1118 |  | 792.3311 | 0 | 106.53 | 49.2507 | 0
13.10. | 8 | 950.3924 |  | 798.1545 | 0 | 103.113 | 49.1249 | 0
13.10. | 9 | 930.4442 |  | 794.5762 | 0 | 87.435 | 48.433 | 0
13.10. | 10 | 905.0024 |  | 781.1452 | 0 | 76.179 | 47.6782 | 0
13.10. | 11 | 904.3733 |  | 781.3707 | 0 | 75.576 | 47.4266 | 0
13.10. | 12 | 919.4493 |  | 780.0276 | 0 | 92.058 | 47.3637 | 0
13.10. | 13 | 924.0158 |  | 780.5864 | 0 | 95.877 | 47.5524 | 0
13.10. | 14 | 927.0432 |  | 783.9392 | 0 | 94.671 | 48.433 | 0
13.10. | 15 | 923.4859 |  | 782.3167 | 0 | 92.862 | 48.3072 | 0
13.10. | 16 | 925.2946 |  | 787.9047 | 0 | 87.636 | 49.7539 | 0
13.10. | 17 | 918.8472 |  | 788.5812 | 0 | 81.204 | 49.062 | 0
13.10. | 18 | 918.4773 |  | 789.9342 | 0 | 80.802 | 47.7411 | 0
13.10. | 19 | 945.2105 |  | 794.2429 | 0 | 102.912 | 48.0556 | 0
13.10. | 20 | 971.5881 |  | 787.5813 | 0 | 136.077 | 47.9298 | 0
13.10. | 21 | 982.7991 |  | 782.9393 | 0 | 152.559 | 47.3008 | 0
13.10. | 22 | 959.1548 |  | 774.7091 | 0 | 137.082 | 47.3637 | 0
13.10. | 23 | 947.5217 |  | 771.518 | 0 | 128.64 | 47.3637 | 0
13.10. | 24 | 902.8451 |  | 723.877 | 0 | 131.856 | 47.1121 | 0
14.10. | 1 | 897.5773 |  | 719.5144 | 0 | 131.454 | 46.6089 | 0
14.10. | 2 | 896.7144 |  | 714.142 | 0 | 136.278 | 46.2944 | 0
14.10. | 3 | 892.7096 |  | 709.1568 | 0 | 136.881 | 46.6718 | 0
14.10. | 4 | 892.0823 |  | 702.3874 | 0 | 143.715 | 45.9799 | 0
14.10. | 5 | 898.0787 |  | 702.4413 | 0 | 149.343 | 46.2944 | 0
14.10. | 6 | 899.9911 |  | 712.5195 | 0 | 141.303 | 46.1686 | 0
14.10. | 7 | 962.7703 |  | 777.4591 | 0 | 138.891 | 46.4202 | 0
14.10. | 8 | 975.6479 |  | 793.4146 | 0 | 135.876 | 46.3573 | 0
14.10. | 9 | 975.0471 |  | 795.0371 | 0 | 133.464 | 46.546 | 0
14.10. | 10 | 982.0612 |  | 792.8558 | 0 | 142.911 | 46.2944 | 0
14.10. | 11 | 974.3914 |  | 785.9148 | 0 | 142.308 | 46.1686 | 0
14.10. | 12 | 966.3492 |  | 784.2923 | 0 | 136.077 | 45.9799 | 0
14.10. | 13 | 949.2515 |  | 786.5275 | 0 | 116.178 | 46.546 | 0
14.10. | 14 | 942.5033 |  | 786.0226 | 0 | 109.746 | 46.7347 | 0
14.10. | 15 | 945.6489 |  | 785.851 | 0 | 112.56 | 47.2379 | 0
14.10. | 16 | 936.9922 |  | 789.4293 | 0 | 99.696 | 47.8669 | 0
14.10. | 17 | 933.8436 |  | 793.6302 | 0 | 92.661 | 47.5524 | 0
14.10. | 18 | 918.5959 |  | 795.0272 | 0 | 75.576 | 47.9927 | 0
14.10. | 19 | 914.3338 |  | 804.5466 | 0 | 62.109 | 47.6782 | 0
14.10. | 20 | 916.1385 |  | 814.2915 | 0 | 54.672 | 47.175 | 0
14.10. | 21 | 916.0278 |  | 817.9875 | 0 | 51.054 | 46.9863 | 0
14.10. | 22 | 917.1306 |  | 812.218 | 0 | 57.486 | 47.4266 | 0
14.10. | 23 | 920.566 |  | 807.5122 | 0 | 65.124 | 47.9298 | 0
14.10. | 24 | 853.9906 |  | 729.0778 | 0 | 76.983 | 47.9298 | 0
15.10. | 1 | 857.175 |  | 726.4455 | 0 | 82.611 | 48.1185 | 0
15.10. | 2 | 859.4977 |  | 721.4064 | 0 | 89.847 | 48.2443 | 0
15.10. | 3 | 862.8546 |  | 713.0684 | 0 | 102.108 | 47.6782 | 0
15.10. | 4 | 871.2267 |  | 711.6175 | 0 | 112.56 | 47.0492 | 0
15.10. | 5 | 882.9402 |  | 712.4018 | 0 | 123.615 | 46.9234 | 0
15.10. | 6 | 894.0521 |  | 720.4604 | 0 | 126.228 | 47.3637 | 0
15.10. | 7 | 950.1538 |  | 779.4787 | 0 | 124.821 | 45.8541 | 0
15.10. | 8 | 954.2406 |  | 793.6401 | 0 | 114.369 | 46.2315 | 0
15.10. | 9 | 938.3964 |  | 796.5518 | 0 | 95.676 | 46.1686 | 0
15.10. | 10 | 930.2002 |  | 796.8851 | 0 | 86.832 | 46.4831 | 0
15.10. | 11 | 912.961 |  | 794.5322 | 0 | 71.757 | 46.6718 | 0
15.10. | 12 | 899.2114 |  | 793.9734 | 0 | 58.692 | 46.546 | 0
15.10. | 13 | 885.5665 |  | 797.7772 | 0 | 40.803 | 46.9863 | 0
15.10. | 14 | 874.1095 |  | 797.7772 | 0 | 29.346 | 46.9863 | 0
15.10. | 15 | 866.9071 |  | 797.7233 | 0 | 22.512 | 46.6718 | 0
15.10. | 16 | 859.8987 |  | 796.2185 | 0 | 17.889 | 45.7912 | 0
15.10. | 17 | 856.133 |  | 795.3803 | 0 | 15.276 | 45.4767 | 0
15.10. | 18 | 857.1056 |  | 798.3998 | 0 | 12.663 | 46.0428 | 0
15.10. | 19 | 855.2369 |  | 798.6792 | 0 | 10.452 | 46.1057 | 0
15.10. | 20 | 851.4754 |  | 796.7773 | 0 | 8.844 | 45.8541 | 0
15.10. | 21 | 845.6494 |  | 792.748 | 0 | 7.236 | 45.6654 | 0
15.10. | 22 | 846.3494 |  | 792.6303 | 0 | 7.236 | 46.4831 | 0
15.10. | 23 | 844.5643 |  | 790.7823 | 0 | 7.236 | 46.546 | 0
15.10. | 24 | 764.3694 |  | 711.6813 | 0 | 6.834 | 45.8541 | 0
16.10. | 1 | 755.4152 |  | 704.4609 | 0 | 5.226 | 45.7283 | 0
16.10. | 2 | 756.3334 |  | 706.3089 | 0 | 4.422 | 45.6025 | 0
16.10. | 3 | 756.8287 |  | 705.9756 | 0 | 5.628 | 45.2251 | 0
16.10. | 4 | 757.0036 |  | 706.2011 | 0 | 5.829 | 44.9735 | 0
16.10. | 5 | 765.5515 |  | 713.5293 | 0 | 6.231 | 45.7912 | 0
16.10. | 6 | 779.3363 |  | 725.6172 | 0 | 7.236 | 46.4831 | 0
16.10. | 7 | 855.4023 |  | 801.4193 | 0 | 7.437 | 46.546 | 0
16.10. | 8 | 862.6915 |  | 809.2623 | 0 | 7.638 | 45.7912 | 0
16.10. | 9 | 857.3379 |  | 805.4046 | 0 | 6.834 | 45.0993 | 0
16.10. | 10 | 850.9239 |  | 801.7185 | 0 | 5.427 | 43.7784 | 0
16.10. | 11 | 849.342 |  | 801.493 | 0 | 3.819 | 44.03 | 0
16.10. | 12 | 845.8683 |  | 797.7431 | 0 | 4.221 | 43.9042 | 0
16.10. | 13 | 851.1893 |  | 800.3116 | 0 | 6.03 | 44.8477 | 0
16.10. | 14 | 843.0476 |  | 791.9197 | 0 | 7.035 | 44.0929 | 0
16.10. | 15 | 846.6614 |  | 792.9834 | 0 | 9.648 | 44.03 | 0
16.10. | 16 | 853.2456 |  | 798.0225 | 0 | 11.256 | 43.9671 | 0
16.10. | 17 | 857.7253 |  | 800.4293 | 0 | 13.266 | 44.03 | 0
16.10. | 18 | 861.9704 |  | 802.89 | 0 | 14.673 | 44.4074 | 0
16.10. | 19 | 870.1509 |  | 808.8212 | 0 | 16.482 | 44.8477 | 0
16.10. | 20 | 875.6239 |  | 812.1201 | 0 | 18.09 | 45.4138 | 0
16.10. | 21 | 874.4296 |  | 811.228 | 0 | 18.291 | 44.9106 | 0
16.10. | 22 | 873.1661 |  | 813.1299 | 0 | 14.874 | 45.1622 | 0
16.10. | 23 | 874.5716 |  | 815.7523 | 0 | 12.462 | 46.3573 | 0
16.10. | 24 | 784.2441 |  | 727.7985 | 0 | 9.648 | 46.7976 | 0
17.10. | 1 | 774.7034 |  | 719.5144 | 0 | 8.643 | 46.546 | 0
17.10. | 2 | 771.121 |  | 716.7743 | 0 | 8.241 | 46.1057 | 0
17.10. | 3 | 770.8384 |  | 716.2155 | 0 | 8.643 | 45.9799 | 0
17.10. | 4 | 774.1937 |  | 719.1811 | 0 | 8.844 | 46.1686 | 0
17.10. | 5 | 776.6457 |  | 719.686 | 0 | 10.854 | 46.1057 | 0
17.10. | 6 | 793.2719 |  | 735.4699 | 0 | 11.256 | 46.546 | 0
17.10. | 7 | 838.4309 |  | 780.7041 | 0 | 11.055 | 46.6718 | 0
17.10. | 8 | 843.22 |  | 786.4736 | 0 | 10.452 | 46.2944 | 0
17.10. | 9 | 866.0368 |  | 814.8063 | 0 | 5.628 | 45.6025 | 0
17.10. | 10 | 865.5373 |  | 816.2033 | 0 | 3.417 | 45.917 | 0
17.10. | 11 | 863.4141 |  | 813.0122 | 0 | 4.422 | 45.9799 | 0
17.10. | 12 | 858.2165 |  | 805.728 | 0 | 5.628 | 46.8605 | 0
17.10. | 13 | 856.364 |  | 799.6791 | 0 | 9.447 | 47.2379 | 0
17.10. | 14 | 838.356 |  | 776.3316 | 0 | 14.472 | 47.5524 | 0
17.10. | 15 | 848.2038 |  | 773.366 | 0 | 27.537 | 47.3008 | 0
17.10. | 16 | 865.2736 |  | 778.3512 | 0 | 39.999 | 46.9234 | 0
17.10. | 17 | 871.0917 |  | 773.5915 | 0 | 50.451 | 47.0492 | 0
17.10. | 18 | 877.4652 |  | 776.8365 | 0 | 53.265 | 47.3637 | 0
17.10. | 19 | 888.302 |  | 784.5079 | 0 | 56.682 | 47.1121 | 0
17.10. | 20 | 893.1359 |  | 790.6107 | 0 | 55.476 | 47.0492 | 0
17.10. | 21 | 893.0541 |  | 785.7432 | 0 | 60.702 | 46.6089 | 0
17.10. | 22 | 880.5168 |  | 772.7533 | 0 | 60.903 | 46.8605 | 0
17.10. | 23 | 878.6374 |  | 772.5817 | 0 | 58.692 | 47.3637 | 0
17.10. | 24 | 808.4182 |  | 711.6714 | 0 | 49.446 | 47.3008 | 0
18.10. | 1 | 800.4509 |  | 704.7843 | 0 | 48.24 | 47.4266 | 0
18.10. | 2 | 802.2599 |  | 704.7843 | 0 | 50.049 | 47.4266 | 0
18.10. | 3 | 808.8712 |  | 708.2548 | 0 | 53.064 | 47.5524 | 0
18.10. | 4 | 820.3504 |  | 703.505 | 0 | 70.551 | 46.2944 | 0
18.10. | 5 | 837.8133 |  | 701.0443 | 0 | 90.852 | 45.917 | 0
18.10. | 6 | 868.253 |  | 716.0439 | 0 | 105.726 | 46.4831 | 0
18.10. | 7 | 922.7438 |  | 760.7732 | 0 | 115.173 | 46.7976 | 0
18.10. | 8 | 926.2993 |  | 769.3906 | 0 | 109.545 | 47.3637 | 0
18.10. | 9 | 931.7959 |  | 775.214 | 0 | 109.344 | 47.2379 | 0
18.10. | 10 | 908.1679 |  | 760.3959 | 0 | 103.113 | 44.659 | 0
18.10. | 11 | 892.8414 |  | 752.8961 | 0 | 95.475 | 44.4703 | 0
18.10. | 12 | 883.8275 |  | 756.8077 | 0 | 81.606 | 45.4138 | 0
18.10. | 13 | 864.026 |  | 755.4107 | 0 | 63.516 | 45.0993 | 0
18.10. | 14 | 861.2697 |  | 757.8175 | 0 | 58.29 | 45.1622 | 0
18.10. | 15 | 863.5623 |  | 758.3763 | 0 | 59.898 | 45.288 | 0
18.10. | 16 | 871.058 |  | 759.44 | 0 | 66.33 | 45.288 | 0
18.10. | 17 | 881.8306 |  | 763.1899 | 0 | 73.164 | 45.4767 | 0
18.10. | 18 | 888.7462 |  | 763.7487 | 0 | 79.395 | 45.6025 | 0
18.10. | 19 | 905.1938 |  | 769.4544 | 0 | 89.445 | 46.2944 | 0
18.10. | 20 | 919.4889 |  | 771.9151 | 0 | 100.902 | 46.6718 | 0
18.10. | 21 | 926.9585 |  | 773.2043 | 0 | 107.334 | 46.4202 | 0
18.10. | 22 | 926.3468 |  | 770.0671 | 0 | 109.545 | 46.7347 | 0
18.10. | 23 | 922.8679 |  | 768.724 | 0 | 107.535 | 46.6089 | 0
18.10. | 24 | 862.2489 |  | 711.5097 | 0 | 104.319 | 46.4202 | 0
19.10. | 1 | 859.2366 |  | 713.0684 | 0 | 98.49 | 47.6782 | 0
19.10. | 2 | 863.9382 |  | 717.6565 | 0 | 98.289 | 47.9927 | 0
19.10. | 3 | 871.1222 |  | 712.7791 | 0 | 109.344 | 48.9991 | 0
19.10. | 4 | 875.4288 |  | 707.9655 | 0 | 118.59 | 48.8733 | 0
19.10. | 5 | 876.7194 |  | 704.495 | 0 | 123.414 | 48.8104 | 0
19.10. | 6 | 893.5777 |  | 713.3379 | 0 | 131.052 | 49.1878 | 0
19.10. | 7 | 929.4818 |  | 751.1262 | 0 | 129.042 | 49.3136 | 0
19.10. | 8 | 942.09 |  | 764.2239 | 0 | 128.238 | 49.6281 | 0
19.10. | 9 | 962.7965 |  | 791.439 | 0 | 122.61 | 48.7475 | 0
19.10. | 10 | 949.6072 |  | 788.8166 | 0 | 113.364 | 47.4266 | 0
19.10. | 11 | 941.3097 |  | 789.3754 | 0 | 104.319 | 47.6153 | 0
19.10. | 12 | 939.5698 |  | 796.4781 | 0 | 94.47 | 48.6217 | 0
19.10. | 13 | 923.458 |  | 789.5371 | 0 | 85.425 | 48.4959 | 0
19.10. | 14 | 893.2139 |  | 762.9985 | 0 | 81.405 | 48.8104 | 0
19.10. | 15 | 879.0265 |  | 760.8711 | 0 | 69.345 | 48.8104 | 0
19.10. | 16 | 863.5105 |  | 759.0231 | 0 | 55.677 | 48.8104 | 0
19.10. | 17 | 859.0656 |  | 759.528 | 0 | 50.853 | 48.6846 | 0
19.10. | 18 | 863.9177 |  | 756.6163 | 0 | 58.491 | 48.8104 | 0
19.10. | 19 | 888.8462 |  | 760.8172 | 0 | 79.596 | 48.433 | 0
19.10. | 20 | 923.0471 |  | 782.0912 | 0 | 92.46 | 48.4959 | 0
19.10. | 21 | 924.28 |  | 776.2139 | 0 | 99.696 | 48.3701 | 0
19.10. | 22 | 909.3273 |  | 758.6359 | 0 | 102.51 | 48.1814 | 0
19.10. | 23 | 911.1037 |  | 757.3467 | 0 | 105.324 | 48.433 | 0
19.10. | 24 | 861.2061 |  | 702.9902 | 0 | 110.349 | 47.8669 | 0
20.10. | 1 | 864.4776 |  | 703.7745 | 0 | 112.962 | 47.7411 | 0
20.10. | 2 | 872.1014 |  | 707.4166 | 0 | 117.384 | 47.3008 | 0
20.10. | 3 | 870.1742 |  | 710.941 | 0 | 111.555 | 47.6782 | 0
20.10. | 4 | 864.0039 |  | 709.3185 | 0 | 107.133 | 47.5524 | 0
20.10. | 5 | 866.3647 |  | 708.4264 | 0 | 110.952 | 46.9863 | 0
20.10. | 6 | 870.9986 |  | 713.1861 | 0 | 110.952 | 46.8605 | 0
20.10. | 7 | 916.4432 |  | 754.9498 | 0 | 114.57 | 46.9234 | 0
20.10. | 8 | 925.1192 |  | 764.8564 | 0 | 112.962 | 47.3008 | 0
20.10. | 9 | 908.8024 |  | 763.2878 | 0 | 98.088 | 47.4266 | 0
20.10. | 10 | 883.7235 |  | 756.69 | 0 | 80.802 | 46.2315 | 0
20.10. | 11 | 868.7005 |  | 751.9303 | 0 | 70.35 | 46.4202 | 0
20.10. | 12 | 858.9774 |  | 743.2491 | 0 | 68.742 | 46.9863 | 0
20.10. | 13 | 868.9732 |  | 746.3863 | 0 | 75.978 | 46.6089 | 0
20.10. | 14 | 872.1066 |  | 747.1706 | 0 | 78.39 | 46.546 | 0
20.10. | 15 | 870.5334 |  | 750.0823 | 0 | 73.968 | 46.4831 | 0
20.10. | 16 | 885.671 |  | 765.3074 | 0 | 73.566 | 46.7976 | 0
20.10. | 17 | 889.9161 |  | 767.7681 | 0 | 74.973 | 47.175 | 0
20.10. | 18 | 892.4768 |  | 767.2632 | 0 | 77.787 | 47.4266 | 0
20.10. | 19 | 900.1932 |  | 767.5426 | 0 | 85.224 | 47.4266 | 0
20.10. | 20 | 910.7907 |  | 766.7583 | 0 | 96.48 | 47.5524 | 0
20.10. | 21 | 918.1061 |  | 765.6946 | 0 | 104.922 | 47.4895 | 0
20.10. | 22 | 920.8636 |  | 766.2534 | 0 | 106.932 | 47.6782 | 0
20.10. | 23 | 923.1226 |  | 766.8661 | 0 | 108.138 | 48.1185 | 0
20.10. | 24 | 874.8439 |  | 717.2693 | 0 | 110.148 | 47.4266 | 0
21.10. | 1 | 855.4838 |  | 714.3037 | 0 | 94.068 | 47.1121 | 0
21.10. | 2 | 858.4911 |  | 709.8234 | 0 | 101.304 | 47.3637 | 0
21.10. | 3 | 862.0524 |  | 706.0735 | 0 | 108.741 | 47.2379 | 0
21.10. | 4 | 865.0109 |  | 706.6323 | 0 | 110.952 | 47.4266 | 0
21.10. | 5 | 863.9808 |  | 705.5147 | 0 | 111.354 | 47.1121 | 0
21.10. | 6 | 873.0546 |  | 716.485 | 0 | 109.143 | 47.4266 | 0
21.10. | 7 | 934.0198 |  | 777.2875 | 0 | 109.746 | 46.9863 | 0
21.10. | 8 | 941.9841 |  | 788.2039 | 0 | 106.731 | 47.0492 | 0
21.10. | 9 | 943.8368 |  | 798.5615 | 0 | 98.289 | 46.9863 | 0
21.10. | 10 | 931.9758 |  | 801.2477 | 0 | 83.616 | 47.1121 | 0
21.10. | 11 | 918.3546 |  | 798.8948 | 0 | 72.159 | 47.3008 | 0
21.10. | 12 | 911.5228 |  | 800.5173 | 0 | 63.516 | 47.4895 | 0
21.10. | 13 | 908.7414 |  | 801.8065 | 0 | 59.697 | 47.2379 | 0
21.10. | 14 | 896.7573 |  | 795.1988 | 0 | 54.069 | 47.4895 | 0
21.10. | 15 | 899.376 |  | 802.3653 | 0 | 49.647 | 47.3637 | 0
21.10. | 16 | 897.8615 |  | 806.3407 | 0 | 44.22 | 47.3008 | 0
21.10. | 17 | 900.5332 |  | 807.4044 | 0 | 45.828 | 47.3008 | 0
21.10. | 18 | 909.9533 |  | 813.2817 | 0 | 49.245 | 47.4266 | 0
21.10. | 19 | 904.3536 |  | 814.6787 | 0 | 41.808 | 47.8669 | 0
21.10. | 20 | 902.8849 |  | 817.6443 | 0 | 37.185 | 48.0556 | 0
21.10. | 21 | 904.9516 |  | 821.3942 | 0 | 35.376 | 48.1814 | 0
21.10. | 22 | 897.2579 |  | 816.3012 | 0 | 32.964 | 47.9927 | 0
21.10. | 23 | 892.019 |  | 814.2277 | 0 | 29.547 | 48.2443 | 0
21.10. | 24 | 809.7556 |  | 738.3717 | 0 | 23.517 | 47.8669 | 0
22.10. | 1 | 805.0152 |  | 736.2443 | 0 | 20.904 | 47.8669 | 0
22.10. | 2 | 808.0095 |  | 738.3717 | 0 | 21.708 | 47.9298 | 0
22.10. | 3 | 813.0544 |  | 741.8961 | 0 | 22.914 | 48.2443 | 0
22.10. | 4 | 816.0226 |  | 744.249 | 0 | 23.718 | 48.0556 | 0
22.10. | 5 | 824.3171 |  | 747.7195 | 0 | 28.542 | 48.0556 | 0
22.10. | 6 | 830.646 |  | 754.9399 | 0 | 27.336 | 48.3701 | 0
22.10. | 7 | 890.852 |  | 816.0757 | 0 | 26.532 | 48.2443 | 0
22.10. | 8 | 906.9606 |  | 822.7373 | 0 | 35.979 | 48.2443 | 0
22.10. | 9 | 918.9663 |  | 824.9186 | 0 | 45.426 | 48.6217 | 0
22.10. | 10 | 912.6254 |  | 822.9628 | 0 | 41.607 | 48.0556 | 0
22.10. | 11 | 916.9849 |  | 831.5802 | 0 | 36.783 | 48.6217 | 0
22.10. | 12 | 913.5428 |  | 830.4626 | 0 | 34.773 | 48.3072 | 0
22.10. | 13 | 905.2441 |  | 828.0558 | 0 | 28.944 | 48.2443 | 0
22.10. | 14 | 898.0111 |  | 824.0265 | 0 | 25.929 | 48.0556 | 0
22.10. | 15 | 900.0798 |  | 825.0902 | 0 | 26.934 | 48.0556 | 0
22.10. | 16 | 901.5107 |  | 823.2422 | 0 | 30.15 | 48.1185 | 0
22.10. | 17 | 903.2466 |  | 821.5119 | 0 | 34.371 | 47.3637 | 0
22.10. | 18 | 913.6282 |  | 821.3403 | 0 | 44.421 | 47.8669 | 0
22.10. | 19 | 944.252 |  | 828.7862 | 0 | 67.536 | 47.9298 | 0
22.10. | 20 | 969.8051 |  | 828.5607 | 0 | 93.063 | 48.1814 | 0
22.10. | 21 | 979.5793 |  | 825.1441 | 0 | 106.128 | 48.3072 | 0
22.10. | 22 | 978.5186 |  | 820.0511 | 0 | 110.349 | 48.1185 | 0
22.10. | 23 | 976.3954 |  | 816.86 | 0 | 111.354 | 48.1814 | 0
22.10. | 24 | 905.1591 |  | 748.2244 | 0 | 108.942 | 47.9927 | 0
23.10. | 1 | 902.6546 |  | 742.9059 | 0 | 111.756 | 47.9927 | 0
23.10. | 2 | 891.1658 |  | 735.9649 | 0 | 107.334 | 47.8669 | 0
23.10. | 3 | 883.7027 |  | 736.1904 | 0 | 99.897 | 47.6153 | 0
23.10. | 4 | 880.3559 |  | 732.0533 | 0 | 101.505 | 46.7976 | 0
23.10. | 5 | 886.1466 |  | 733.2347 | 0 | 106.932 | 45.9799 | 0
23.10. | 6 | 904.9151 |  | 750.5333 | 0 | 108.339 | 46.0428 | 0
23.10. | 7 | 971.7891 |  | 818.8895 | 0 | 106.731 | 46.1686 | 0
23.10. | 8 | 980.59 |  | 831.0951 | 0 | 103.515 | 45.9799 | 0
23.10. | 9 | 974.6294 |  | 832.6098 | 0 | 96.48 | 45.5396 | 0
23.10. | 10 | 960.9624 |  | 831.2667 | 0 | 84.219 | 45.4767 | 0
23.10. | 11 | 940.344 |  | 827.7962 | 0 | 67.134 | 45.4138 | 0
23.10. | 12 | 924.2088 |  | 822.6394 | 0 | 55.275 | 46.2944 | 0
23.10. | 13 | 910.0117 |  | 818.7179 | 0 | 44.622 | 46.6718 | 0
23.10. | 14 | 894.276 |  | 816.3111 | 0 | 31.356 | 46.6089 | 0
23.10. | 15 | 889.2731 |  | 821.458 | 0 | 20.703 | 47.1121 | 0
23.10. | 16 | 892.546 |  | 829.5166 | 0 | 15.477 | 47.5524 | 0
23.10. | 17 | 899.2108 |  | 836.4576 | 0 | 15.075 | 47.6782 | 0
23.10. | 18 | 906.1851 |  | 838.0801 | 0 | 20.301 | 47.804 | 0
23.10. | 19 | 914.4609 |  | 840.9918 | 0 | 25.728 | 47.7411 | 0
23.10. | 20 | 924.1188 |  | 847.0946 | 0 | 29.346 | 47.6782 | 0
23.10. | 21 | 931.6503 |  | 849.7269 | 0 | 34.371 | 47.5524 | 0
23.10. | 22 | 937.0047 |  | 847.9328 | 0 | 41.205 | 47.8669 | 0
23.10. | 23 | 922.6308 |  | 836.5753 | 0 | 39.195 | 46.8605 | 0
23.10. | 24 | 830.3488 |  | 749.4058 | 0 | 33.768 | 47.175 | 0
24.10. | 1 | 825.5487 |  | 747.5578 | 0 | 30.753 | 47.2379 | 0
24.10. | 2 | 818.4538 |  | 743.5285 | 0 | 27.939 | 46.9863 | 0
24.10. | 3 | 810.3668 |  | 741.5727 | 0 | 22.311 | 46.4831 | 0
24.10. | 4 | 807.8849 |  | 740.1218 | 0 | 21.909 | 45.8541 | 0
24.10. | 5 | 809.5377 |  | 740.4551 | 0 | 22.914 | 46.1686 | 0
24.10. | 6 | 814.8114 |  | 745.4403 | 0 | 23.517 | 45.8541 | 0
24.10. | 7 | 859.9662 |  | 791.7382 | 0 | 22.311 | 45.917 | 0
24.10. | 8 | 871.3517 |  | 801.5909 | 0 | 23.718 | 46.0428 | 0
24.10. | 9 | 885.5425 |  | 817.9435 | 0 | 22.311 | 45.288 | 0
24.10. | 10 | 881.0021 |  | 817.1592 | 0 | 18.492 | 45.3509 | 0
24.10. | 11 | 877.5505 |  | 818.5562 | 0 | 13.266 | 45.7283 | 0
24.10. | 12 | 871.5717 |  | 819.4483 | 0 | 5.829 | 46.2944 | 0
24.10. | 13 | 862.0061 |  | 814.3553 | 0 | 1.608 | 46.0428 | 0
24.10. | 14 | 834.5387 |  | 787.655 | 0 | 1.407 | 45.4767 | 0
24.10. | 15 | 838.4527 |  | 790.2235 | 0 | 1.809 | 46.4202 | 0
24.10. | 16 | 841.7707 |  | 793.0274 | 0 | 3.015 | 45.7283 | 0
24.10. | 17 | 852.1505 |  | 799.8507 | 0 | 5.628 | 46.6718 | 0
24.10. | 18 | 863.033 |  | 805.5564 | 0 | 10.05 | 47.4266 | 0
24.10. | 19 | 871.6459 |  | 811.1543 | 0 | 13.065 | 47.4266 | 0
24.10. | 20 | 881.3028 |  | 818.6002 | 0 | 15.276 | 47.4266 | 0
24.10. | 21 | 879.7784 |  | 816.4728 | 0 | 15.879 | 47.4266 | 0
24.10. | 22 | 865.4428 |  | 803.9339 | 0 | 14.271 | 47.2379 | 0
24.10. | 23 | 863.1385 |  | 804.2672 | 0 | 11.256 | 47.6153 | 0
24.10. | 24 | 804.3514 |  | 746.548 | 0 | 10.251 | 47.5524 | 0
25.10. | 1 | 801.0777 |  | 744.1412 | 0 | 9.447 | 47.4895 | 0
25.10. | 2 | 801.5949 |  | 744.6461 | 0 | 9.648 | 47.3008 | 0
25.10. | 3 | 806.2398 |  | 745.4843 | 0 | 13.266 | 47.4895 | 0
25.10. | 4 | 812.7588 |  | 747.945 | 0 | 16.884 | 47.9298 | 0
25.10. | 5 | 807.2229 |  | 744.6461 | 0 | 15.276 | 47.3008 | 0
25.10. | 6 | 812.1384 |  | 751.3077 | 0 | 13.467 | 47.3637 | 0
25.10. | 7 | 858.9924 |  | 799.0026 | 0 | 12.06 | 47.9298 | 0
25.10. | 8 | 867.2739 |  | 809.0808 | 0 | 10.452 | 47.7411 | 0
25.10. | 9 | 864.8955 |  | 809.0269 | 0 | 8.442 | 47.4266 | 0
25.10. | 10 | 853.9271 |  | 802.8702 | 0 | 3.819 | 47.2379 | 0
25.10. | 11 | 846.1705 |  | 797.7772 | 0 | 1.407 | 46.9863 | 0
25.10. | 12 | 842.8968 |  | 795.3704 | 0 | 0.603 | 46.9234 | 0
25.10. | 13 | 838.3136 |  | 791.5666 | 0 | 0.201 | 46.546 | 0
25.10. | 14 | 834.0188 |  | 786.8069 | 0 | 0.603 | 46.6089 | 0
25.10. | 15 | 829.2804 |  | 781.9933 | 0 | 0.804 | 46.4831 | 0
25.10. | 16 | 832.4011 |  | 785.0128 | 0 | 0.402 | 46.9863 | 0
25.10. | 17 | 824.6726 |  | 777.0081 | 0 | 0.804 | 46.8605 | 0
25.10. | 18 | 838.5865 |  | 790.3313 | 0 | 1.206 | 47.0492 | 0
25.10. | 19 | 845.1543 |  | 797.39 | 0 | 1.407 | 46.3573 | 0
25.10. | 20 | 844.9165 |  | 797.1645 | 0 | 1.206 | 46.546 | 0
25.10. | 21 | 846.3267 |  | 797.4439 | 0 | 2.211 | 46.6718 | 0
25.10. | 22 | 844.5613 |  | 794.8116 | 0 | 3.015 | 46.7347 | 0
25.10. | 23 | 845.3088 |  | 795.3704 | 0 | 3.015 | 46.9234 | 0
25.10. | 24 | 796.9251 |  | 746.999 | 0 | 2.814 | 47.1121 | 0
26.10. | 1 | 796.2602 |  | 745.6559 | 0 | 3.618 | 46.9863 | 0
26.10. | 2 | 797.2055 |  | 745.9353 | 0 | 4.221 | 47.0492 | 0
26.10. | 3 | 797.7856 |  | 746.4402 | 0 | 4.422 | 46.9234 | 0
26.10. | 4 | 800.0804 |  | 748.6215 | 0 | 4.221 | 47.2379 | 0
26.10. | 5 | 797.8224 |  | 746.6657 | 0 | 4.422 | 46.7347 | 0
26.10. | 6 | 797.855 |  | 747.9549 | 0 | 3.417 | 46.4831 | 0
26.10. | 7 | 817.4414 |  | 765.9839 | 0 | 5.226 | 46.2315 | 0
26.10. | 8 | 848.4594 |  | 798.1204 | 0 | 4.422 | 45.917 | 0
26.10. | 9 | 877.5019 |  | 827.904 | 0 | 3.618 | 45.9799 | 0
26.10. | 10 | 872.2543 |  | 822.6933 | 0 | 3.015 | 46.546 | 0
26.10. | 11 | 866.0721 |  | 817.6542 | 0 | 1.809 | 46.6089 | 0
26.10. | 12 | 863.6514 |  | 814.517 | 0 | 2.211 | 46.9234 | 0
26.10. | 13 | 857.6973 |  | 807.9093 | 0 | 2.613 | 47.175 | 0
26.10. | 14 | 835.0957 |  | 785.5716 | 0 | 2.412 | 47.1121 | 0
26.10. | 15 | 841.8734 |  | 790.4391 | 0 | 3.819 | 47.6153 | 0
26.10. | 16 | 845.1924 |  | 791.8999 | 0 | 6.432 | 46.8605 | 0
26.10. | 17 | 853.703 |  | 799.0664 | 0 | 7.839 | 46.7976 | 0
26.10. | 18 | 857.5352 |  | 796.7674 | 0 | 13.467 | 47.3008 | 0
26.10. | 19 | 863.7423 |  | 798.6154 | 0 | 17.889 | 47.2379 | 0
26.10. | 20 | 897.1571 |  | 826.1 | 0 | 23.316 | 47.7411 | 0
26.10. | 21 | 901.2858 |  | 825.0902 | 0 | 28.14 | 48.0556 | 0
26.10. | 22 | 880.5646 |  | 801.581 | 0 | 31.557 | 47.4266 | 0
26.10. | 23 | 882.9808 |  | 800.5173 | 0 | 34.974 | 47.4895 | 0
26.10. | 24 | 870.9958 |  | 786.5715 | 0 | 36.18 | 48.2443 | 0
27.10. | 1 | 840.9513 |  | 752.7586 | 0 | 40.2 | 47.9927 | 0
27.10. | 2 | 847.7286 |  | 749.0087 | 0 | 50.853 | 47.8669 | 0
27.10. | 3 | 864.4984 |  | 747.1607 | 0 | 69.345 | 47.9927 | 0
27.10. | 4 | 874.6537 |  | 741.5628 | 0 | 85.224 | 47.8669 | 0
27.10. | 5 | 884.3527 |  | 738.1462 | 0 | 98.088 | 48.1185 | 0
27.10. | 6 | 901.1272 |  | 744.8078 | 0 | 108.138 | 48.1814 | 0
27.10. | 7 | 931.1654 |  | 758.5281 | 0 | 125.022 | 47.6153 | 0
27.10. | 8 | 974.6174 |  | 796.9291 | 0 | 129.444 | 48.2443 | 0
27.10. | 9 | 972.9821 |  | 794.189 | 0 | 131.052 | 47.7411 | 0
27.10. | 10 | 968.3015 |  | 781.8855 | 0 | 140.499 | 45.917 | 0
27.10. | 11 | 968.2777 |  | 775.0523 | 0 | 146.931 | 46.2944 | 0
27.10. | 12 | 980.6712 |  | 780.8757 | 0 | 153.564 | 46.2315 | 0
27.10. | 13 | 993.9081 |  | 785.1305 | 0 | 162.609 | 46.1686 | 0
27.10. | 14 | 991.522 |  | 780.5963 | 0 | 164.82 | 46.1057 | 0
27.10. | 15 | 975.1165 |  | 764.0281 | 0 | 165.423 | 45.6654 | 0
27.10. | 16 | 978.6653 |  | 766.8221 | 0 | 165.423 | 46.4202 | 0
27.10. | 17 | 977.6006 |  | 767.1015 | 0 | 164.016 | 46.4831 | 0
27.10. | 18 | 973.3818 |  | 768.724 | 0 | 157.986 | 46.6718 | 0
27.10. | 19 | 971.5237 |  | 779.3511 | 0 | 144.117 | 48.0556 | 0
27.10. | 20 | 963.5904 |  | 781.0275 | 0 | 134.067 | 48.4959 | 0
27.10. | 21 | 945.2634 |  | 775.1502 | 0 | 121.806 | 48.3072 | 0
27.10. | 22 | 935.3719 |  | 767.7582 | 0 | 118.992 | 48.6217 | 0
27.10. | 23 | 929.731 |  | 765.6847 | 0 | 115.173 | 48.8733 | 0
27.10. | 24 | 916.8852 |  | 756.6702 | 0 | 111.153 | 49.062 | 0
28.10. | 1 | 893.1067 |  | 730.0777 | 0 | 113.967 | 49.062 | 0
28.10. | 2 | 885.8041 |  | 720.225 | 0 | 116.58 | 48.9991 | 0
28.10. | 3 | 878.8035 |  | 714.5193 | 0 | 115.977 | 48.3072 | 0
28.10. | 4 | 878.2823 |  | 719.3868 | 0 | 110.148 | 48.7475 | 0
28.10. | 5 | 889.4676 |  | 723.5877 | 0 | 117.384 | 48.4959 | 0
28.10. | 6 | 901.845 |  | 727.0582 | 0 | 126.228 | 48.5588 | 0
28.10. | 7 | 920.5003 |  | 741.1657 | 0 | 130.65 | 48.6846 | 0
28.10. | 8 | 980.5596 |  | 800.1202 | 0 | 132.258 | 48.1814 | 0
28.10. | 9 | 990.5697 |  | 812.6052 | 0 | 129.846 | 48.1185 | 0
28.10. | 10 | 990.1418 |  | 817.1394 | 0 | 124.821 | 48.1814 | 0
28.10. | 11 | 978.3334 |  | 805.1054 | 0 | 125.424 | 47.804 | 0
28.10. | 12 | 978.6028 |  | 807.9632 | 0 | 123.213 | 47.4266 | 0
28.10. | 13 | 980.3503 |  | 815.2375 | 0 | 117.183 | 47.9298 | 0
28.10. | 14 | 977.9674 |  | 810.9827 | 0 | 118.992 | 47.9927 | 0
28.10. | 15 | 987.4709 |  | 810.4239 | 0 | 129.243 | 47.804 | 0
28.10. | 16 | 999.8363 |  | 819.159 | 0 | 133.062 | 47.6153 | 0
28.10. | 17 | 1000.0507 |  | 821.1687 | 0 | 130.449 | 48.433 | 0
28.10. | 18 | 1000.5808 |  | 823.7471 | 0 | 128.841 | 47.9927 | 0
28.10. | 19 | 1014.3448 |  | 824.9725 | 0 | 140.499 | 48.8733 | 0
28.10. | 20 | 1011.7186 |  | 827.2715 | 0 | 136.077 | 48.3701 | 0
28.10. | 21 | 1003.0918 |  | 820.9432 | 0 | 133.464 | 48.6846 | 0
28.10. | 22 | 1002.014 |  | 814.8404 | 0 | 138.489 | 48.6846 | 0
28.10. | 23 | 995.7253 |  | 812.4336 | 0 | 134.67 | 48.6217 | 0
28.10. | 24 | 983.138 |  | 801.5172 | 0 | 133.062 | 48.5588 | 0
29.10. | 1 | 902.4095 |  | 723.9309 | 0 | 131.052 | 47.4266 | 0
29.10. | 2 | 888.7317 |  | 707.9314 | 0 | 135.072 | 45.7283 | 0
29.10. | 3 | 892.0912 |  | 709.8333 | 0 | 136.278 | 45.9799 | 0
29.10. | 4 | 890.8625 |  | 714.6469 | 0 | 130.047 | 46.1686 | 0
29.10. | 5 | 892.772 |  | 720.0732 | 0 | 126.027 | 46.6718 | 0
29.10. | 6 | 896.7693 |  | 724.8868 | 0 | 125.022 | 46.8605 | 0
29.10. | 7 | 894.6376 |  | 732.5043 | 0 | 115.776 | 46.3573 | 0
29.10. | 8 | 940.5032 |  | 792.1254 | 0 | 101.706 | 46.6718 | 0
29.10. | 9 | 928.9942 |  | 796.8851 | 0 | 85.626 | 46.4831 | 0
29.10. | 10 | 914.7697 |  | 798.9047 | 0 | 69.948 | 45.917 | 0
29.10. | 11 | 917.0842 |  | 800.3017 | 0 | 70.551 | 46.2315 | 0
29.10. | 12 | 926.8516 |  | 799.7429 | 0 | 81.003 | 46.1057 | 0
29.10. | 13 | 913.1849 |  | 792.8118 | 0 | 75.777 | 44.5961 | 0
29.10. | 14 | 923.8993 |  | 795.4342 | 0 | 82.611 | 45.8541 | 0
29.10. | 15 | 916.2454 |  | 797.39 | 0 | 72.561 | 46.2944 | 0
29.10. | 16 | 919.4897 |  | 798.787 | 0 | 73.968 | 46.7347 | 0
29.10. | 17 | 921.5303 |  | 802.7624 | 0 | 72.159 | 46.6089 | 0
29.10. | 18 | 914.0495 |  | 801.086 | 0 | 66.732 | 46.2315 | 0
29.10. | 19 | 914.8507 |  | 809.424 | 0 | 58.692 | 46.7347 | 0
29.10. | 20 | 928.5754 |  | 813.1739 | 0 | 68.541 | 46.8605 | 0
29.10. | 21 | 942.928 |  | 813.7327 | 0 | 82.209 | 46.9863 | 0
29.10. | 22 | 953.0531 |  | 812.7768 | 0 | 92.661 | 47.6153 | 0
29.10. | 23 | 963.9183 |  | 813.164 | 0 | 102.51 | 48.2443 | 0
29.10. | 24 | 975.5773 |  | 811.8209 | 0 | 115.575 | 48.1814 | 0
30.10. | 1 | 912.0641 |  | 738.4355 | 0 | 126.831 | 46.7976 | 0
30.10. | 2 | 902.7266 |  | 731.7739 | 0 | 124.218 | 46.7347 | 0
30.10. | 3 | 881.1589 |  | 733.3964 | 0 | 100.902 | 46.8605 | 0
30.10. | 4 | 850.8077 |  | 729.0877 | 0 | 75.174 | 46.546 | 0
30.10. | 5 | 838.4888 |  | 722.3722 | 0 | 69.948 | 46.1686 | 0
30.10. | 6 | 827.4781 |  | 722.7693 | 0 | 59.295 | 45.4138 | 0
30.10. | 7 | 838.8492 |  | 731.9554 | 0 | 62.109 | 44.7848 | 0
30.10. | 8 | 925.1353 |  | 809.3701 | 0 | 69.345 | 46.4202 | 0
30.10. | 9 | 945.0213 |  | 815.9778 | 0 | 82.812 | 46.2315 | 0
30.10. | 10 | 957.8311 |  | 819.115 | 0 | 92.862 | 45.8541 | 0
30.10. | 11 | 954.3803 |  | 814.8602 | 0 | 93.666 | 45.8541 | 0
30.10. | 12 | 949.504 |  | 814.3553 | 0 | 89.043 | 46.1057 | 0
30.10. | 13 | 943.7902 |  | 814.8602 | 0 | 83.013 | 45.917 | 0
30.10. | 14 | 951.2703 |  | 812.2917 | 0 | 94.068 | 44.9106 | 0
30.10. | 15 | 958.1411 |  | 812.5172 | 0 | 100.902 | 44.7219 | 0
30.10. | 16 | 964.392 |  | 816.0416 | 0 | 103.314 | 45.0364 | 0
30.10. | 17 | 975.3091 |  | 820.3503 | 0 | 109.545 | 45.4138 | 0
30.10. | 18 | 974.5387 |  | 820.2964 | 0 | 109.143 | 45.0993 | 0
30.10. | 19 | 980.6236 |  | 831.0412 | 0 | 103.917 | 45.6654 | 0
30.10. | 20 | 989.2093 |  | 837.2518 | 0 | 105.726 | 46.2315 | 0
30.10. | 21 | 989.8698 |  | 835.3499 | 0 | 108.54 | 45.9799 | 0
30.10. | 22 | 984.2212 |  | 828.7961 | 0 | 108.942 | 46.4831 | 0
30.10. | 23 | 969.0798 |  | 823.2521 | 0 | 99.093 | 46.7347 | 0
30.10. | 24 | 968.4432 |  | 823.306 | 0 | 98.088 | 47.0492 | 0
31.10. | 1 | 886.4493 |  | 741.6266 | 0 | 98.088 | 46.7347 | 0
31.10. | 2 | 870.5562 |  | 725.7349 | 0 | 99.093 | 45.7283 | 0
31.10. | 3 | 854.0155 |  | 724.6712 | 0 | 83.616 | 45.7283 | 0
31.10. | 4 | 842.0078 |  | 725.1761 | 0 | 71.355 | 45.4767 | 0
31.10. | 5 | 826.3885 |  | 726.2398 | 0 | 54.672 | 45.4767 | 0
31.10. | 6 | 806.1126 |  | 727.3574 | 0 | 32.964 | 45.7912 | 0
31.10. | 7 | 799.8925 |  | 732.1171 | 0 | 22.11 | 45.6654 | 0
31.10. | 8 | 836.7399 |  | 772.871 | 0 | 17.889 | 45.9799 | 0
31.10. | 9 | 839.8307 |  | 774.9445 | 0 | 19.095 | 45.7912 | 0
31.10. | 10 | 862.5322 |  | 789.7824 | 0 | 27.336 | 45.4138 | 0
31.10. | 11 | 881.7776 |  | 801.8164 | 0 | 34.17 | 45.7912 | 0
31.10. | 12 | 882.5241 |  | 803.7183 | 0 | 32.763 | 46.0428 | 0
31.10. | 13 | 877.1568 |  | 803.4389 | 0 | 27.738 | 45.9799 | 0
31.10. | 14 | 854.5549 |  | 785.4737 | 0 | 23.919 | 45.1622 | 0
31.10. | 15 | 853.2566 |  | 784.4639 | 0 | 23.316 | 45.4767 | 0
31.10. | 16 | 853.6673 |  | 787.6011 | 0 | 20.904 | 45.1622 | 0
31.10. | 17 | 849.104 |  | 787.3217 | 0 | 16.683 | 45.0993 | 0
31.10. | 18 | 851.6436 |  | 791.1794 | 0 | 14.673 | 45.7912 | 0
31.10. | 19 | 862.947 |  | 801.7526 | 0 | 14.271 | 46.9234 | 0
31.10. | 20 | 868.6349 |  | 805.7819 | 0 | 15.678 | 47.175 | 0
31.10. | 21 | 874.24 |  | 806.2868 | 0 | 20.904 | 47.0492 | 0
31.10. | 22 | 866.0464 |  | 793.9734 | 0 | 25.527 | 46.546 | 0
31.10. | 23 | 847.9991 |  | 773.1504 | 0 | 28.743 | 46.1057 | 0
31.10. | 24 | 849.1367 |  | 770.2926 | 0 | 32.361 | 46.4831 | 0
01.11. | 1 | 789.1924 |  | 707.5343 | 0 | 35.175 | 46.4831 | 0
01.11. | 2 | 794.3587 |  | 707.8137 | 0 | 39.999 | 46.546 | 0
01.11. | 3 | 796.9108 |  | 705.1275 | 0 | 45.426 | 46.3573 | 0
01.11. | 4 | 797.1603 |  | 704.4609 | 0 | 47.034 | 45.6654 | 0
01.11. | 5 | 790.8718 |  | 706.3628 | 0 | 38.592 | 45.917 | 0
01.11. | 6 | 788.4608 |  | 705.0197 | 0 | 37.587 | 45.8541 | 0
01.11. | 7 | 781.6602 |  | 700.6571 | 0 | 35.778 | 45.2251 | 0
01.11. | 8 | 784.1963 |  | 698.9708 | 0 | 38.994 | 46.2315 | 0
01.11. | 9 | 785.3635 |  | 701.4315 | 0 | 37.386 | 46.546 | 0
01.11. | 10 | 778.6382 |  | 700.4217 | 0 | 31.356 | 46.8605 | 0
01.11. | 11 | 773.9065 |  | 701.4315 | 0 | 25.929 | 46.546 | 0
01.11. | 12 | 774.6647 |  | 702.4413 | 0 | 25.929 | 46.2944 | 0
01.11. | 13 | 779.3681 |  | 700.0345 | 0 | 33.165 | 46.1686 | 0
01.11. | 14 | 781.8189 |  | 697.5738 | 0 | 38.391 | 45.8541 | 0
01.11. | 15 | 795.4145 |  | 700.0884 | 0 | 48.843 | 46.4831 | 0
01.11. | 16 | 806.9662 |  | 707.0294 | 0 | 53.265 | 46.6718 | 0
01.11. | 17 | 812.7464 |  | 712.0685 | 0 | 54.069 | 46.6089 | 0
01.11. | 18 | 812.5076 |  | 713.1861 | 0 | 52.461 | 46.8605 | 0
01.11. | 19 | 811.6457 |  | 706.4706 | 0 | 58.692 | 46.4831 | 0
01.11. | 20 | 814.9615 |  | 698.0149 | 0 | 70.149 | 46.7976 | 0
01.11. | 21 | 820.396 |  | 698.1865 | 0 | 75.978 | 46.2315 | 0
01.11. | 22 | 830.7522 |  | 701.2698 | 0 | 83.817 | 45.6654 | 0
01.11. | 23 | 839.6308 |  | 699.8728 | 0 | 94.47 | 45.288 | 0
01.11. | 24 | 850.9706 |  | 702.0541 | 0 | 103.314 | 45.6025 | 0
02.11. | 1 | 872.2292 |  | 714.3675 | 0 | 111.756 | 46.1057 | 0
02.11. | 2 | 866.7615 |  | 709.6177 | 0 | 112.359 | 44.7848 | 0
02.11. | 3 | 871.6335 |  | 710.2304 | 0 | 116.178 | 45.2251 | 0
02.11. | 4 | 873.9495 |  | 709.005 | 0 | 120.6 | 44.3445 | 0
02.11. | 5 | 878.7966 |  | 712.8088 | 0 | 121.203 | 44.7848 | 0
02.11. | 6 | 879.6354 |  | 715.7205 | 0 | 119.193 | 44.7219 | 0
02.11. | 7 | 893.5411 |  | 735.4798 | 0 | 112.962 | 45.0993 | 0
02.11. | 8 | 930.1143 |  | 773.5475 | 0 | 111.153 | 45.4138 | 0
02.11. | 9 | 929.8018 |  | 782.8953 | 0 | 101.304 | 45.6025 | 0
02.11. | 10 | 928.3059 |  | 796.1107 | 0 | 87.033 | 45.1622 | 0
02.11. | 11 | 920.8636 |  | 807.1987 | 0 | 68.943 | 44.7219 | 0
02.11. | 12 | 912.9624 |  | 810.2281 | 0 | 58.893 | 43.8413 | 0
02.11. | 13 | 911.4613 |  | 816.2132 | 0 | 50.652 | 44.5961 | 0
02.11. | 14 | 874.5818 |  | 783.7434 | 0 | 46.431 | 44.4074 | 0
02.11. | 15 | 864.7585 |  | 774.9005 | 0 | 45.828 | 44.03 | 0
02.11. | 16 | 866.7446 |  | 776.7485 | 0 | 46.029 | 43.9671 | 0
02.11. | 17 | 877.3286 |  | 783.8512 | 0 | 48.441 | 45.0364 | 0
02.11. | 18 | 888.9338 |  | 794.2627 | 0 | 49.446 | 45.2251 | 0
02.11. | 19 | 903.3768 |  | 811.5074 | 0 | 46.833 | 45.0364 | 0
02.11. | 20 | 916.9544 |  | 827.3452 | 0 | 43.818 | 45.7912 | 0
02.11. | 21 | 909.6149 |  | 825.9482 | 0 | 38.19 | 45.4767 | 0
02.11. | 22 | 899.1152 |  | 820.963 | 0 | 32.361 | 45.7912 | 0
02.11. | 23 | 873.7331 |  | 797.6155 | 0 | 29.949 | 46.1686 | 0
02.11. | 24 | 864.7327 |  | 793.6401 | 0 | 24.924 | 46.1686 | 0
03.11. | 1 | 810.5698 |  | 738.8865 | 0 | 25.326 | 46.3573 | 0
03.11. | 2 | 811.0544 |  | 738.1022 | 0 | 26.532 | 46.4202 | 0
03.11. | 3 | 807.8969 |  | 734.8572 | 0 | 26.934 | 46.1057 | 0
03.11. | 4 | 804.6003 |  | 732.9553 | 0 | 25.728 | 45.917 | 0
03.11. | 5 | 803.6162 |  | 735.1366 | 0 | 22.311 | 46.1686 | 0
03.11. | 6 | 799.1984 |  | 734.0729 | 0 | 18.894 | 46.2315 | 0
03.11. | 7 | 804.3485 |  | 740.6806 | 0 | 17.688 | 45.9799 | 0
03.11. | 8 | 839.2486 |  | 777.1258 | 0 | 16.08 | 46.0428 | 0
03.11. | 9 | 850.0301 |  | 788.3216 | 0 | 15.477 | 46.2315 | 0
03.11. | 10 | 841.1598 |  | 784.2384 | 0 | 11.256 | 45.6654 | 0
03.11. | 11 | 836.7985 |  | 782.6159 | 0 | 8.643 | 45.5396 | 0
03.11. | 12 | 836.9841 |  | 783.2924 | 0 | 8.844 | 44.8477 | 0
03.11. | 13 | 842.5909 |  | 786.6991 | 0 | 9.849 | 46.0428 | 0
03.11. | 14 | 838.9379 |  | 779.4787 | 0 | 13.668 | 45.7912 | 0
03.11. | 15 | 839.5158 |  | 778.3611 | 0 | 15.678 | 45.4767 | 0
03.11. | 16 | 846.5771 |  | 782.4443 | 0 | 18.09 | 46.0428 | 0
03.11. | 17 | 853.7852 |  | 789.6647 | 0 | 17.889 | 46.2315 | 0
03.11. | 18 | 852.4043 |  | 789.4392 | 0 | 16.482 | 46.4831 | 0
03.11. | 19 | 846.6465 |  | 783.959 | 0 | 17.085 | 45.6025 | 0
03.11. | 20 | 843.3024 |  | 781.3806 | 0 | 15.879 | 46.0428 | 0
03.11. | 21 | 837.8993 |  | 779.5326 | 0 | 12.261 | 46.1057 | 0
03.11. | 22 | 837.3182 |  | 780.3708 | 0 | 10.653 | 46.2944 | 0
03.11. | 23 | 840.0874 |  | 780.0375 | 0 | 14.07 | 45.9799 | 0
03.11. | 24 | 837.3431 |  | 777.1797 | 0 | 13.869 | 46.2944 | 0
04.11. | 1 | 791.1445 |  | 733.3425 | 0 | 11.256 | 46.546 | 0
04.11. | 2 | 787.9556 |  | 731.7739 | 0 | 9.447 | 46.7347 | 0
04.11. | 3 | 788.5096 |  | 732.5043 | 0 | 9.648 | 46.3573 | 0
04.11. | 4 | 788.9713 |  | 732.2249 | 0 | 10.452 | 46.2944 | 0
04.11. | 5 | 794.7145 |  | 732.7298 | 0 | 15.879 | 46.1057 | 0
04.11. | 6 | 789.7955 |  | 730.1613 | 0 | 14.472 | 45.1622 | 0
04.11. | 7 | 804.7122 |  | 741.862 | 0 | 17.688 | 45.1622 | 0
04.11. | 8 | 875.6065 |  | 805.8457 | 0 | 23.718 | 46.0428 | 0
04.11. | 9 | 893.123 |  | 819.8454 | 0 | 27.738 | 45.5396 | 0
04.11. | 10 | 897.745 |  | 821.1885 | 0 | 30.954 | 45.6025 | 0
04.11. | 11 | 902.6026 |  | 821.1346 | 0 | 36.18 | 45.288 | 0
04.11. | 12 | 912.6556 |  | 817.1053 | 0 | 50.451 | 45.0993 | 0
04.11. | 13 | 930.2615 |  | 817.8258 | 0 | 66.33 | 46.1057 | 0
04.11. | 14 | 945.7383 |  | 813.5171 | 0 | 86.43 | 45.7912 | 0
04.11. | 15 | 966.25 |  | 815.3112 | 0 | 105.525 | 45.4138 | 0
04.11. | 16 | 981.1001 |  | 817.1592 | 0 | 118.59 | 45.3509 | 0
04.11. | 17 | 1008.2922 |  | 829.5265 | 0 | 132.66 | 46.1057 | 0
04.11. | 18 | 1018.8932 |  | 834.2862 | 0 | 138.69 | 45.917 | 0
04.11. | 19 | 1015.8807 |  | 830.3207 | 0 | 140.901 | 44.659 | 0
04.11. | 20 | 1011.5425 |  | 832.502 | 0 | 134.067 | 44.9735 | 0
04.11. | 21 | 990.4375 |  | 832.502 | 0 | 112.962 | 44.9735 | 0
04.11. | 22 | 999.484 |  | 831.0951 | 0 | 122.409 | 45.9799 | 0
04.11. | 23 | 983.5593 |  | 823.4237 | 0 | 113.967 | 46.1686 | 0
04.11. | 24 | 982.1456 |  | 817.6003 | 0 | 118.188 | 46.3573 | 0
05.11. | 1 | 918.8809 |  | 746.1069 | 0 | 126.228 | 46.546 | 0
05.11. | 2 | 918.5969 |  | 738.2738 | 0 | 134.469 | 45.8541 | 0
05.11. | 3 | 916.0063 |  | 737.8327 | 0 | 133.263 | 44.9106 | 0
05.11. | 4 | 919.8862 |  | 740.5189 | 0 | 134.268 | 45.0993 | 0
05.11. | 5 | 911.6788 |  | 740.465 | 0 | 126.429 | 44.7848 | 0
05.11. | 6 | 910.5357 |  | 740.465 | 0 | 125.223 | 44.8477 | 0
05.11. | 7 | 923.7957 |  | 748.5236 | 0 | 130.047 | 45.2251 | 0
05.11. | 8 | 983.544 |  | 804.5664 | 0 | 134.067 | 44.9106 | 0
05.11. | 9 | 994.8873 |  | 812.2917 | 0 | 137.685 | 44.9106 | 0
05.11. | 10 | 996.0463 |  | 810.3359 | 0 | 141.303 | 44.4074 | 0
05.11. | 11 | 999.4874 |  | 812.7966 | 0 | 141.906 | 44.7848 | 0
05.11. | 12 | 1009.3125 |  | 814.6446 | 0 | 149.946 | 44.7219 | 0
05.11. | 13 | 1011.6897 |  | 811.7329 | 0 | 155.172 | 44.7848 | 0
05.11. | 14 | 1013.0828 |  | 811.0025 | 0 | 156.981 | 45.0993 | 0
05.11. | 15 | 1013.3489 |  | 812.625 | 0 | 155.373 | 45.3509 | 0
05.11. | 16 | 1006.0838 |  | 816.8798 | 0 | 143.916 | 45.288 | 0
05.11. | 17 | 997.0878 |  | 816.1494 | 0 | 135.273 | 45.6654 | 0
05.11. | 18 | 1001.9794 |  | 824.659 | 0 | 131.655 | 45.6654 | 0
05.11. | 19 | 994.8626 |  | 819.7915 | 0 | 129.846 | 45.2251 | 0
05.11. | 20 | 986.3246 |  | 818.5661 | 0 | 123.414 | 44.3445 | 0
05.11. | 21 | 979.2684 |  | 821.9728 | 0 | 111.756 | 45.5396 | 0
05.11. | 22 | 971.9172 |  | 821.4679 | 0 | 104.721 | 45.7283 | 0
05.11. | 23 | 969.5607 |  | 822.2522 | 0 | 101.706 | 45.6025 | 0
05.11. | 24 | 964.5606 |  | 819.0611 | 0 | 99.897 | 45.6025 | 0
06.11. | 1 | 891.9444 |  | 748.8569 | 0 | 97.485 | 45.6025 | 0
06.11. | 2 | 877.5588 |  | 738.3915 | 0 | 94.068 | 45.0993 | 0
06.11. | 3 | 874.2483 |  | 735.7592 | 0 | 93.264 | 45.2251 | 0
06.11. | 4 | 882.4915 |  | 737.3817 | 0 | 99.696 | 45.4138 | 0
06.11. | 5 | 879.9728 |  | 735.7053 | 0 | 99.294 | 44.9735 | 0
06.11. | 6 | 875.0314 |  | 733.5779 | 0 | 96.48 | 44.9735 | 0
06.11. | 7 | 881.9211 |  | 738.6709 | 0 | 98.088 | 45.1622 | 0
06.11. | 8 | 939.1251 |  | 793.199 | 0 | 100.701 | 45.2251 | 0
06.11. | 9 | 951.8915 |  | 803.2772 | 0 | 103.515 | 45.0993 | 0
06.11. | 10 | 951.9751 |  | 801.1498 | 0 | 105.726 | 45.0993 | 0
06.11. | 11 | 960.8756 |  | 800.591 | 0 | 115.374 | 44.9106 | 0
06.11. | 12 | 972.099 |  | 799.3018 | 0 | 127.635 | 45.1622 | 0
06.11. | 13 | 978.6743 |  | 796.895 | 0 | 136.68 | 45.0993 | 0
06.11. | 14 | 982.7182 |  | 795.047 | 0 | 142.509 | 45.1622 | 0
06.11. | 15 | 982.7866 |  | 797.9048 | 0 | 140.097 | 44.7848 | 0
06.11. | 16 | 984.7869 |  | 796.1107 | 0 | 143.514 | 45.1622 | 0
06.11. | 17 | 996.6538 |  | 804.8997 | 0 | 146.529 | 45.2251 | 0
06.11. | 18 | 1004.6711 |  | 809.7133 | 0 | 149.544 | 45.4138 | 0
06.11. | 19 | 1022.4976 |  | 818.3307 | 0 | 158.187 | 45.9799 | 0
06.11. | 20 | 1030.9463 |  | 824.1541 | 0 | 161.001 | 45.7912 | 0
06.11. | 21 | 1028.4331 |  | 815.6984 | 0 | 166.629 | 46.1057 | 0
06.11. | 22 | 1031.7817 |  | 812.8406 | 0 | 172.458 | 46.4831 | 0
06.11. | 23 | 1029.9389 |  | 808.5858 | 0 | 174.87 | 46.4831 | 0
06.11. | 24 | 1026.0296 |  | 804.8898 | 0 | 174.468 | 46.6718 | 0
07.11. | 1 | 927.2646 |  | 721.1369 | 0 | 159.393 | 46.7347 | 0
07.11. | 2 | 914.5049 |  | 716.8821 | 0 | 150.951 | 46.6718 | 0
07.11. | 3 | 911.7635 |  | 718.6762 | 0 | 146.73 | 46.3573 | 0
07.11. | 4 | 909.6224 |  | 720.1271 | 0 | 142.509 | 46.9863 | 0
07.11. | 5 | 912.0105 |  | 721.9751 | 0 | 143.112 | 46.9234 | 0
07.11. | 6 | 907.6808 |  | 722.9849 | 0 | 138.087 | 46.6089 | 0
07.11. | 7 | 905.1451 |  | 733.2886 | 0 | 125.625 | 46.2315 | 0
07.11. | 8 | 928.0003 |  | 773.4298 | 0 | 108.339 | 46.2315 | 0
07.11. | 9 | 919.5055 |  | 783.8413 | 0 | 89.244 | 46.4202 | 0
07.11. | 10 | 899.3468 |  | 782.7776 | 0 | 70.149 | 46.4202 | 0
07.11. | 11 | 898.0629 |  | 792.0715 | 0 | 59.697 | 46.2944 | 0
07.11. | 12 | 882.5511 |  | 789.1598 | 0 | 47.034 | 46.3573 | 0
07.11. | 13 | 874.7248 |  | 786.9246 | 0 | 42.009 | 45.7912 | 0
07.11. | 14 | 853.3455 |  | 771.2485 | 0 | 36.18 | 45.917 | 0
07.11. | 15 | 839.1711 |  | 762.5134 | 0 | 30.552 | 46.1057 | 0
07.11. | 16 | 836.0595 |  | 771.2485 | 0 | 18.894 | 45.917 | 0
07.11. | 17 | 841.0056 |  | 781.8855 | 0 | 13.266 | 45.8541 | 0
07.11. | 18 | 844.99 |  | 784.6256 | 0 | 14.07 | 46.2944 | 0
07.11. | 19 | 853.2921 |  | 791.6205 | 0 | 14.874 | 46.7976 | 0
07.11. | 20 | 861.3746 |  | 799.0125 | 0 | 15.879 | 46.4831 | 0
07.11. | 21 | 852.3476 |  | 785.6893 | 0 | 20.301 | 46.3573 | 0
07.11. | 22 | 852.9658 |  | 780.7041 | 0 | 25.527 | 46.7347 | 0
07.11. | 23 | 841.2184 |  | 762.6751 | 0 | 31.557 | 46.9863 | 0
07.11. | 24 | 839.1525 |  | 753.2734 | 0 | 39.396 | 46.4831 | 0
08.11. | 1 | 788.8542 |  | 693.2013 | 0 | 49.044 | 46.6089 | 0
08.11. | 2 | 792.4638 |  | 684.4761 | 0 | 62.511 | 45.4767 | 0
08.11. | 3 | 808.9883 |  | 691.8681 | 0 | 71.958 | 45.1622 | 0
08.11. | 4 | 829.2828 |  | 699.9905 | 0 | 84.822 | 44.4703 | 0
08.11. | 5 | 836.876 |  | 699.6572 | 0 | 93.063 | 44.1558 | 0
08.11. | 6 | 841.1416 |  | 695.6818 | 0 | 101.304 | 44.1558 | 0
08.11. | 7 | 869.6459 |  | 709.7893 | 0 | 115.575 | 44.2816 | 0
08.11. | 8 | 918.5978 |  | 755.249 | 0 | 119.193 | 44.1558 | 0
08.11. | 9 | 936.3297 |  | 769.9153 | 0 | 122.007 | 44.4074 | 0
08.11. | 10 | 932.7264 |  | 764.9939 | 0 | 124.017 | 43.7155 | 0
08.11. | 11 | 939.2619 |  | 766.3909 | 0 | 128.841 | 44.03 | 0
08.11. | 12 | 940.6634 |  | 763.5331 | 0 | 132.66 | 44.4703 | 0
08.11. | 13 | 936.3106 |  | 760.7391 | 0 | 131.856 | 43.7155 | 0
08.11. | 14 | 941.4869 |  | 758.4401 | 0 | 138.891 | 44.1558 | 0
08.11. | 15 | 944.3755 |  | 757.548 | 0 | 143.112 | 43.7155 | 0
08.11. | 16 | 960.0706 |  | 769.4104 | 0 | 146.127 | 44.5332 | 0
08.11. | 17 | 965.2152 |  | 773.1603 | 0 | 147.333 | 44.7219 | 0
08.11. | 18 | 957.7648 |  | 771.1506 | 0 | 142.71 | 43.9042 | 0
08.11. | 19 | 964.694 |  | 778.0278 | 0 | 141.504 | 45.1622 | 0
08.11. | 20 | 961.4772 |  | 783.6796 | 0 | 132.258 | 45.5396 | 0
08.11. | 21 | 961.5444 |  | 783.5718 | 0 | 133.062 | 44.9106 | 0
08.11. | 22 | 950.7098 |  | 777.5229 | 0 | 127.836 | 45.3509 | 0
08.11. | 23 | 929.2014 |  | 770.2486 | 0 | 114.168 | 44.7848 | 0
08.11. | 24 | 918.5444 |  | 775.621 | 0 | 97.887 | 45.0364 | 0
09.11. | 1 | 852.0715 |  | 721.5978 | 0 | 85.626 | 44.8477 | 0
09.11. | 2 | 827.3754 |  | 715.7205 | 0 | 66.933 | 44.7219 | 0
09.11. | 3 | 813.741 |  | 715.6666 | 0 | 53.667 | 44.4074 | 0
09.11. | 4 | 809.5461 |  | 715.4411 | 0 | 49.446 | 44.659 | 0
09.11. | 5 | 808.0334 |  | 712.4216 | 0 | 51.456 | 44.1558 | 0
09.11. | 6 | 816.4692 |  | 716.1715 | 0 | 56.079 | 44.2187 | 0
09.11. | 7 | 836.5805 |  | 729.5486 | 0 | 62.31 | 44.7219 | 0
09.11. | 8 | 885.4824 |  | 777.0818 | 0 | 64.119 | 44.2816 | 0
09.11. | 9 | 903.0499 |  | 787.6649 | 0 | 71.355 | 44.03 | 0
09.11. | 10 | 929.6365 |  | 802.7822 | 0 | 83.013 | 43.8413 | 0
09.11. | 11 | 961.1384 |  | 820.2524 | 0 | 97.485 | 43.401 | 0
09.11. | 12 | 969.1772 |  | 817.2868 | 0 | 108.741 | 43.1494 | 0
09.11. | 13 | 983.5768 |  | 819.8014 | 0 | 119.997 | 43.7784 | 0
09.11. | 14 | 966.539 |  | 793.5422 | 0 | 128.841 | 44.1558 | 0
09.11. | 15 | 963.1111 |  | 788.7825 | 0 | 130.047 | 44.2816 | 0
09.11. | 16 | 969.7851 |  | 787.9443 | 0 | 137.685 | 44.1558 | 0
09.11. | 17 | 972.2329 |  | 789.5129 | 0 | 138.69 | 44.03 | 0
09.11. | 18 | 979.8418 |  | 793.7677 | 0 | 142.107 | 43.9671 | 0
09.11. | 19 | 988.5076 |  | 801.944 | 0 | 142.911 | 43.6526 | 0
09.11. | 20 | 1008.0682 |  | 815.826 | 0 | 148.338 | 43.9042 | 0
09.11. | 21 | 1014.2253 |  | 819.7475 | 0 | 150.951 | 43.5268 | 0
09.11. | 22 | 1009.1424 |  | 813.032 | 0 | 152.961 | 43.1494 | 0
09.11. | 23 | 986.9057 |  | 785.2042 | 0 | 157.986 | 43.7155 | 0
09.11. | 24 | 990.2879 |  | 782.2925 | 0 | 164.217 | 43.7784 | 0
10.11. | 1 | 943.2135 |  | 731.0094 | 0 | 168.237 | 43.9671 | 0
10.11. | 2 | 944.0685 |  | 727.5928 | 0 | 172.257 | 44.2187 | 0
10.11. | 3 | 939.9386 |  | 725.637 | 0 | 170.649 | 43.6526 | 0
10.11. | 4 | 940.9719 |  | 727.034 | 0 | 169.845 | 44.0929 | 0
10.11. | 5 | 939.6443 |  | 725.9703 | 0 | 169.644 | 44.03 | 0
10.11. | 6 | 938.4383 |  | 725.9703 | 0 | 168.438 | 44.03 | 0
10.11. | 7 | 945.5528 |  | 737.8965 | 0 | 163.815 | 43.8413 | 0
10.11. | 8 | 978.5245 |  | 774.9005 | 0 | 159.594 | 44.03 | 0
10.11. | 9 | 987.5655 |  | 780.2729 | 0 | 163.011 | 44.2816 | 0
10.11. | 10 | 991.127 |  | 780.8317 | 0 | 165.825 | 44.4703 | 0
10.11. | 11 | 989.3907 |  | 773.9446 | 0 | 170.85 | 44.5961 | 0
10.11. | 12 | 971.2553 |  | 760.6852 | 0 | 167.232 | 43.3381 | 0
10.11. | 13 | 971.7575 |  | 760.8469 | 0 | 166.629 | 44.2816 | 0
10.11. | 14 | 972.2294 |  | 762.2978 | 0 | 165.021 | 44.9106 | 0
10.11. | 15 | 964.7217 |  | 766.4987 | 0 | 153.564 | 44.659 | 0
10.11. | 16 | 951.7037 |  | 768.4545 | 0 | 138.087 | 45.1622 | 0
10.11. | 17 | 939.1071 |  | 773.9985 | 0 | 120.198 | 44.9106 | 0
10.11. | 18 | 930.9009 |  | 776.9102 | 0 | 109.143 | 44.8477 | 0
10.11. | 19 | 933.7748 |  | 780.9395 | 0 | 107.736 | 45.0993 | 0
10.11. | 20 | 941.6118 |  | 783.6257 | 0 | 112.761 | 45.2251 | 0
10.11. | 21 | 950.6894 |  | 784.9149 | 0 | 120.801 | 44.9735 | 0
10.11. | 22 | 959.3259 |  | 783.4002 | 0 | 130.449 | 45.4767 | 0
10.11. | 23 | 954.8114 |  | 778.0817 | 0 | 131.253 | 45.4767 | 0
10.11. | 24 | 950.3536 |  | 776.5131 | 0 | 128.238 | 45.6025 | 0
11.11. | 1 | 906.1039 |  | 725.681 | 0 | 135.072 | 45.3509 | 0
11.11. | 2 | 893.5402 |  | 717.2891 | 0 | 131.655 | 44.5961 | 0
11.11. | 3 | 897.4898 |  | 717.1175 | 0 | 135.273 | 45.0993 | 0
11.11. | 4 | 903.3514 |  | 718.4067 | 0 | 140.097 | 44.8477 | 0
11.11. | 5 | 904.1335 |  | 717.5685 | 0 | 141.906 | 44.659 | 0
11.11. | 6 | 908.6035 |  | 718.1812 | 0 | 145.323 | 45.0993 | 0
11.11. | 7 | 915.881 |  | 726.9163 | 0 | 144.117 | 44.8477 | 0
11.11. | 8 | 973.8636 |  | 784.6993 | 0 | 145.323 | 43.8413 | 0
11.11. | 9 | 960.9461 |  | 790.8659 | 0 | 127.434 | 42.6462 | 0
11.11. | 10 | 955.9325 |  | 795.5618 | 0 | 116.781 | 43.5897 | 0
11.11. | 11 | 965.6765 |  | 796.7872 | 0 | 124.419 | 44.4703 | 0
11.11. | 12 | 941.0269 |  | 792.9295 | 0 | 104.319 | 43.7784 | 0
11.11. | 13 | 917.2253 |  | 795.0569 | 0 | 78.39 | 43.7784 | 0
11.11. | 14 | 895.8404 |  | 796.0568 | 0 | 54.873 | 44.9106 | 0
11.11. | 15 | 910.2507 |  | 799.0224 | 0 | 66.129 | 45.0993 | 0
11.11. | 16 | 904.2304 |  | 800.8165 | 0 | 58.692 | 44.7219 | 0
11.11. | 17 | 910.5357 |  | 815.1495 | 0 | 50.853 | 44.5332 | 0
11.11. | 18 | 916.1029 |  | 825.4532 | 0 | 46.431 | 44.2187 | 0
11.11. | 19 | 895.4293 |  | 826.463 | 0 | 25.125 | 43.8413 | 0
11.11. | 20 | 890.2796 |  | 828.4727 | 0 | 17.085 | 44.7219 | 0
11.11. | 21 | 878.6985 |  | 820.5219 | 0 | 13.266 | 44.9106 | 0
11.11. | 22 | 880.2058 |  | 821.6395 | 0 | 13.467 | 45.0993 | 0
11.11. | 23 | 863.8938 |  | 809.0467 | 0 | 10.251 | 44.5961 | 0
11.11. | 24 | 854.7585 |  | 805.3507 | 0 | 4.623 | 44.7848 | 0
12.11. | 1 | 777.4758 |  | 729.0976 | 0 | 3.216 | 45.1622 | 0
12.11. | 2 | 774.0218 |  | 724.5634 | 0 | 4.422 | 45.0364 | 0
12.11. | 3 | 782.3008 |  | 727.7545 | 0 | 9.447 | 45.0993 | 0
12.11. | 4 | 786.9355 |  | 726.8624 | 0 | 15.477 | 44.5961 | 0
12.11. | 5 | 785.7482 |  | 727.4212 | 0 | 13.668 | 44.659 | 0
12.11. | 6 | 779.1204 |  | 725.0144 | 0 | 9.447 | 44.659 | 0
12.11. | 7 | 778.5378 |  | 727.2595 | 0 | 7.437 | 43.8413 | 0
12.11. | 8 | 838.7891 |  | 787.4493 | 0 | 8.442 | 42.8978 | 0
12.11. | 9 | 849.0219 |  | 796.4638 | 0 | 9.849 | 42.7091 | 0
12.11. | 10 | 847.7204 |  | 795.1746 | 0 | 9.648 | 42.8978 | 0
12.11. | 11 | 840.368 |  | 791.7041 | 0 | 5.829 | 42.8349 | 0
12.11. | 12 | 834.6497 |  | 788.0081 | 0 | 3.618 | 43.0236 | 0
12.11. | 13 | 833.9619 |  | 787.1699 | 0 | 4.02 | 42.772 | 0
12.11. | 14 | 838.3349 |  | 787.9003 | 0 | 8.04 | 42.3946 | 0
12.11. | 15 | 837.1212 |  | 783.42 | 0 | 11.055 | 42.6462 | 0
12.11. | 16 | 842.1681 |  | 784.2582 | 0 | 15.075 | 42.8349 | 0
12.11. | 17 | 849.062 |  | 788.2875 | 0 | 17.688 | 43.0865 | 0
12.11. | 18 | 858.8055 |  | 789.5767 | 0 | 26.331 | 42.8978 | 0
12.11. | 19 | 867.4022 |  | 791.8658 | 0 | 31.758 | 43.7784 | 0
12.11. | 20 | 877.8146 |  | 799.9783 | 0 | 33.366 | 44.4703 | 0
12.11. | 21 | 879.1987 |  | 800.4832 | 0 | 34.371 | 44.3445 | 0
12.11. | 22 | 878.5987 |  | 796.4539 | 0 | 37.989 | 44.1558 | 0
12.11. | 23 | 885.372 |  | 798.0764 | 0 | 43.014 | 44.2816 | 0
12.11. | 24 | 888.9868 |  | 797.797 | 0 | 47.034 | 44.1558 | 0
13.11. | 1 | 816.34 |  | 723.6174 | 0 | 48.441 | 44.2816 | 0
13.11. | 2 | 811.4016 |  | 717.4607 | 0 | 49.848 | 44.0929 | 0
13.11. | 3 | 811.584 |  | 717.8578 | 0 | 50.451 | 43.2752 | 0
13.11. | 4 | 808.417 |  | 717.1274 | 0 | 47.637 | 43.6526 | 0
13.11. | 5 | 807.6399 |  | 711.2501 | 0 | 52.863 | 43.5268 | 0
13.11. | 6 | 801.4336 |  | 703.7503 | 0 | 54.471 | 43.2123 | 0
13.11. | 7 | 819.6424 |  | 713.152 | 0 | 62.712 | 43.7784 | 0
13.11. | 8 | 902.7208 |  | 785.0865 | 0 | 73.164 | 44.4703 | 0
13.11. | 9 | 909.7189 |  | 793.5422 | 0 | 71.958 | 44.2187 | 0
13.11. | 10 | 897.348 |  | 791.5864 | 0 | 62.109 | 43.6526 | 0
13.11. | 11 | 894.2613 |  | 797.1304 | 0 | 53.667 | 43.4639 | 0
13.11. | 12 | 880.4846 |  | 798.1402 | 0 | 39.195 | 43.1494 | 0
13.11. | 13 | 871.1212 |  | 796.0128 | 0 | 31.959 | 43.1494 | 0
13.11. | 14 | 865.7758 |  | 796.5716 | 0 | 25.929 | 43.2752 | 0
13.11. | 15 | 860.7028 |  | 795.9589 | 0 | 21.909 | 42.8349 | 0
13.11. | 16 | 856.3403 |  | 791.3708 | 0 | 22.512 | 42.4575 | 0
13.11. | 17 | 862.9158 |  | 793.2727 | 0 | 26.934 | 42.7091 | 0
13.11. | 18 | 874.8718 |  | 793.155 | 0 | 38.19 | 43.5268 | 0
13.11. | 19 | 891.7757 |  | 796.6794 | 0 | 51.255 | 43.8413 | 0
13.11. | 20 | 906.7011 |  | 801.8802 | 0 | 60.099 | 44.7219 | 0
13.11. | 21 | 909.5151 |  | 801.8802 | 0 | 62.913 | 44.7219 | 0
13.11. | 22 | 909.0293 |  | 799.6989 | 0 | 64.923 | 44.4074 | 0
13.11. | 23 | 912.3259 |  | 801.6008 | 0 | 66.129 | 44.5961 | 0
13.11. | 24 | 920.0977 |  | 801.7086 | 0 | 73.164 | 45.2251 | 0
14.11. | 1 | 846.5042 |  | 719.9753 | 0 | 81.807 | 44.7219 | 0
14.11. | 2 | 843.1579 |  | 715.7744 | 0 | 82.41 | 44.9735 | 0
14.11. | 3 | 835.2132 |  | 712.7549 | 0 | 77.988 | 44.4703 | 0
14.11. | 4 | 836.6714 |  | 713.647 | 0 | 77.988 | 45.0364 | 0
14.11. | 5 | 846.8229 |  | 717.7302 | 0 | 83.616 | 45.4767 | 0
14.11. | 6 | 835.1968 |  | 705.1374 | 0 | 85.023 | 45.0364 | 0
14.11. | 7 | 847.1224 |  | 714.9901 | 0 | 87.033 | 45.0993 | 0
14.11. | 8 | 900.4736 |  | 765.2634 | 0 | 90.048 | 45.1622 | 0
14.11. | 9 | 908.3063 |  | 777.6945 | 0 | 85.827 | 44.7848 | 0
14.11. | 10 | 913.3944 |  | 791.6403 | 0 | 77.787 | 43.9671 | 0
14.11. | 11 | 912.7993 |  | 800.4293 | 0 | 68.34 | 44.03 | 0
14.11. | 12 | 896.2402 |  | 794.4343 | 0 | 57.084 | 44.7219 | 0
14.11. | 13 | 873.0074 |  | 783.6895 | 0 | 45.225 | 44.0929 | 0
14.11. | 14 | 847.395 |  | 760.2881 | 0 | 43.014 | 44.0929 | 0
14.11. | 15 | 851.196 |  | 763.9742 | 0 | 41.808 | 45.4138 | 0
14.11. | 16 | 850.792 |  | 766.6604 | 0 | 38.592 | 45.5396 | 0
14.11. | 17 | 858.1665 |  | 775.2778 | 0 | 36.783 | 46.1057 | 0
14.11. | 18 | 868.3926 |  | 778.4689 | 0 | 43.818 | 46.1057 | 0
14.11. | 19 | 883.9653 |  | 784.0668 | 0 | 53.667 | 46.2315 | 0
14.11. | 20 | 904.0744 |  | 795.8214 | 0 | 61.707 | 46.546 | 0
14.11. | 21 | 921.6042 |  | 798.8409 | 0 | 75.777 | 46.9863 | 0
14.11. | 22 | 920.2261 |  | 790.2774 | 0 | 83.214 | 46.7347 | 0
14.11. | 23 | 897.0036 |  | 761.7291 | 0 | 89.043 | 46.2315 | 0
14.11. | 24 | 891.8978 |  | 755.5185 | 0 | 90.651 | 45.7283 | 0
15.11. | 1 | 835.9217 |  | 701.8286 | 0 | 88.239 | 45.8541 | 0
15.11. | 2 | 823.8508 |  | 697.0689 | 0 | 80.802 | 45.9799 | 0
15.11. | 3 | 817.0755 |  | 698.1326 | 0 | 72.963 | 45.9799 | 0
15.11. | 4 | 810.2298 |  | 699.0247 | 0 | 64.722 | 46.4831 | 0
15.11. | 5 | 813.5035 |  | 701.4315 | 0 | 65.526 | 46.546 | 0
15.11. | 6 | 812.1552 |  | 702.4952 | 0 | 63.114 | 46.546 | 0
15.11. | 7 | 813.8893 |  | 707.7598 | 0 | 59.898 | 46.2315 | 0
15.11. | 8 | 854.6663 |  | 753.4989 | 0 | 54.873 | 46.2944 | 0
15.11. | 9 | 860.8781 |  | 763.8565 | 0 | 50.853 | 46.1686 | 0
15.11. | 10 | 857.8064 |  | 760.1066 | 0 | 51.657 | 46.0428 | 0
15.11. | 11 | 853.5265 |  | 754.7342 | 0 | 53.064 | 45.7283 | 0
15.11. | 12 | 852.4745 |  | 752.7784 | 0 | 54.471 | 45.2251 | 0
15.11. | 13 | 847.8276 |  | 754.6264 | 0 | 48.039 | 45.1622 | 0
15.11. | 14 | 842.7904 |  | 755.5823 | 0 | 42.612 | 44.5961 | 0
15.11. | 15 | 844.1815 |  | 757.5381 | 0 | 41.607 | 45.0364 | 0
15.11. | 16 | 848.3693 |  | 766.2094 | 0 | 36.18 | 45.9799 | 0
15.11. | 17 | 851.641 |  | 771.3024 | 0 | 34.17 | 46.1686 | 0
15.11. | 18 | 862.0549 |  | 776.7925 | 0 | 39.597 | 45.6654 | 0
15.11. | 19 | 868.7695 |  | 777.3513 | 0 | 45.627 | 45.7912 | 0
15.11. | 20 | 877.0137 |  | 777.6307 | 0 | 53.466 | 45.917 | 0
15.11. | 21 | 878.3359 |  | 776.7925 | 0 | 55.878 | 45.6654 | 0
15.11. | 22 | 878.4596 |  | 766.4888 | 0 | 65.928 | 46.0428 | 0
15.11. | 23 | 880.0328 |  | 763.5771 | 0 | 70.35 | 46.1057 | 0
15.11. | 24 | 885.9225 |  | 761.9546 | 0 | 77.988 | 45.9799 | 0
16.11. | 1 | 831.3574 |  | 702.8923 | 0 | 82.611 | 45.8541 | 0
16.11. | 2 | 824.9344 |  | 701.657 | 0 | 76.983 | 46.2944 | 0
16.11. | 3 | 819.7984 |  | 700.0884 | 0 | 73.164 | 46.546 | 0
16.11. | 4 | 822.646 |  | 700.0345 | 0 | 76.38 | 46.2315 | 0
16.11. | 5 | 825.9543 |  | 701.0443 | 0 | 78.993 | 45.917 | 0
16.11. | 6 | 825.5523 |  | 701.0443 | 0 | 78.591 | 45.917 | 0
16.11. | 7 | 836.5425 |  | 716.7204 | 0 | 73.968 | 45.8541 | 0
16.11. | 8 | 869.7012 |  | 761.6752 | 0 | 62.109 | 45.917 | 0
16.11. | 9 | 878.9723 |  | 772.4299 | 0 | 61.506 | 45.0364 | 0
16.11. | 10 | 881.3118 |  | 783.6257 | 0 | 52.461 | 45.2251 | 0
16.11. | 11 | 888.5385 |  | 800.0861 | 0 | 43.416 | 45.0364 | 0
16.11. | 12 | 877.3584 |  | 793.4784 | 0 | 38.592 | 45.288 | 0
16.11. | 13 | 874.3556 |  | 792.5225 | 0 | 35.979 | 45.8541 | 0
16.11. | 14 | 845.9834 |  | 765.9839 | 0 | 33.768 | 46.2315 | 0
16.11. | 15 | 847.9807 |  | 768.2191 | 0 | 32.964 | 46.7976 | 0
16.11. | 16 | 853.7032 |  | 770.8514 | 0 | 36.18 | 46.6718 | 0
16.11. | 17 | 857.365 |  | 772.5278 | 0 | 37.788 | 47.0492 | 0
16.11. | 18 | 870.5919 |  | 779.361 | 0 | 44.622 | 46.6089 | 0
16.11. | 19 | 896.6243 |  | 789.4392 | 0 | 60.702 | 46.4831 | 0
16.11. | 20 | 930.1901 |  | 809.3602 | 0 | 72.963 | 47.8669 | 0
16.11. | 21 | 940.0001 |  | 807.5122 | 0 | 84.621 | 47.8669 | 0
16.11. | 22 | 945.1376 |  | 796.8213 | 0 | 100.701 | 47.6153 | 0
16.11. | 23 | 941.1528 |  | 775.8267 | 0 | 117.585 | 47.7411 | 0
16.11. | 24 | 941.8004 |  | 771.8513 | 0 | 122.208 | 47.7411 | 0
17.11. | 1 | 893.3787 |  | 720.2888 | 0 | 125.223 | 47.8669 | 0
17.11. | 2 | 889.6443 |  | 716.8183 | 0 | 125.022 | 47.804 | 0
17.11. | 3 | 887.5776 |  | 713.0684 | 0 | 126.831 | 47.6782 | 0
17.11. | 4 | 893.2663 |  | 711.4459 | 0 | 134.268 | 47.5524 | 0
17.11. | 5 | 895.3654 |  | 712.1763 | 0 | 136.077 | 47.1121 | 0
17.11. | 6 | 901.6943 |  | 719.3967 | 0 | 134.871 | 47.4266 | 0
17.11. | 7 | 914.3393 |  | 732.7199 | 0 | 134.067 | 47.5524 | 0
17.11. | 8 | 966.8159 |  | 778.5129 | 0 | 140.499 | 47.804 | 0
17.11. | 9 | 987.1019 |  | 787.8068 | 0 | 151.554 | 47.7411 | 0
17.11. | 10 | 996.4382 |  | 791.5028 | 0 | 157.383 | 47.5524 | 0
17.11. | 11 | 993.1058 |  | 788.0323 | 0 | 157.584 | 47.4895 | 0
17.11. | 12 | 990.4729 |  | 784.5079 | 0 | 158.79 | 47.175 | 0
17.11. | 13 | 994.1695 |  | 789.096 | 0 | 157.584 | 47.4895 | 0
17.11. | 14 | 998.5917 |  | 793.4047 | 0 | 157.383 | 47.804 | 0
17.11. | 15 | 996.7715 |  | 793.0175 | 0 | 156.579 | 47.175 | 0
17.11. | 16 | 998.6026 |  | 798.1644 | 0 | 152.76 | 47.6782 | 0
17.11. | 17 | 1005.6945 |  | 806.223 | 0 | 151.353 | 48.1185 | 0
17.11. | 18 | 1018.4239 |  | 811.767 | 0 | 158.79 | 47.8669 | 0
17.11. | 19 | 1027.2104 |  | 813.6689 | 0 | 165.423 | 48.1185 | 0
17.11. | 20 | 1031.064 |  | 812.2719 | 0 | 171.051 | 47.7411 | 0
17.11. | 21 | 1033.0469 |  | 813.8405 | 0 | 171.654 | 47.5524 | 0
17.11. | 22 | 1042.4192 |  | 823.4138 | 0 | 171.453 | 47.5524 | 0
17.11. | 23 | 1034.3257 |  | 819.9433 | 0 | 166.83 | 47.5524 | 0
17.11. | 24 | 1036.2633 |  | 822.4579 | 0 | 165.624 | 48.1814 | 0
18.11. | 1 | 984.4853 |  | 769.2729 | 0 | 167.031 | 48.1814 | 0
18.11. | 2 | 981.8029 |  | 767.7582 | 0 | 165.423 | 48.6217 | 0
18.11. | 3 | 977.5568 |  | 766.6406 | 0 | 162.609 | 48.3072 | 0
18.11. | 4 | 966.906 |  | 768.2631 | 0 | 150.147 | 48.4959 | 0
18.11. | 5 | 952.6099 |  | 767.1455 | 0 | 137.283 | 48.1814 | 0
18.11. | 6 | 952.2805 |  | 768.9396 | 0 | 135.474 | 47.8669 | 0
18.11. | 7 | 964.3454 |  | 781.7579 | 0 | 134.469 | 48.1185 | 0
18.11. | 8 | 1028.9453 |  | 845.8054 | 0 | 135.273 | 47.8669 | 0
18.11. | 9 | 1034.0476 |  | 856.1091 | 0 | 130.449 | 47.4895 | 0
18.11. | 10 | 1024.4593 |  | 855.8297 | 0 | 121.203 | 47.4266 | 0
18.11. | 11 | 1014.2346 |  | 859.9129 | 0 | 106.329 | 47.9927 | 0
18.11. | 12 | 1000.3559 |  | 858.1188 | 0 | 93.867 | 48.3701 | 0
18.11. | 13 | 990.284 |  | 857.2806 | 0 | 84.822 | 48.1814 | 0
18.11. | 14 | 973.5484 |  | 849.1142 | 0 | 77.385 | 47.0492 | 0
18.11. | 15 | 957.1615 |  | 841.786 | 0 | 69.144 | 46.2315 | 0
18.11. | 16 | 947.8349 |  | 839.8841 | 0 | 61.908 | 46.0428 | 0
18.11. | 17 | 946.7465 |  | 846.3202 | 0 | 54.069 | 46.3573 | 0
18.11. | 18 | 949.3112 |  | 851.2955 | 0 | 50.652 | 47.3637 | 0
18.11. | 19 | 943.1411 |  | 853.9817 | 0 | 41.607 | 47.5524 | 0
18.11. | 20 | 939.5201 |  | 858.011 | 0 | 33.768 | 47.7411 | 0
18.11. | 21 | 928.6365 |  | 852.6925 | 0 | 28.14 | 47.804 | 0
18.11. | 22 | 926.5626 |  | 854.0356 | 0 | 24.723 | 47.804 | 0
18.11. | 23 | 917.9497 |  | 848.4377 | 0 | 21.708 | 47.804 | 0
18.11. | 24 | 909.7565 |  | 844.7417 | 0 | 17.085 | 47.9298 | 0
19.11. | 1 | 829.6944 |  | 767.0916 | 0 | 14.673 | 47.9298 | 0
19.11. | 2 | 824.714 |  | 763.1162 | 0 | 13.668 | 47.9298 | 0
19.11. | 3 | 829.978 |  | 766.3073 | 0 | 15.678 | 47.9927 | 0
19.11. | 4 | 829.0785 |  | 765.0181 | 0 | 15.879 | 48.1814 | 0
19.11. | 5 | 818.1079 |  | 757.2389 | 0 | 13.065 | 47.804 | 0
19.11. | 6 | 816.9462 |  | 757.636 | 0 | 12.261 | 47.0492 | 0
19.11. | 7 | 827.3496 |  | 766.9838 | 0 | 13.065 | 47.3008 | 0
19.11. | 8 | 893.8704 |  | 830.3009 | 0 | 16.08 | 47.4895 | 0
19.11. | 9 | 898.3317 |  | 837.4135 | 0 | 13.869 | 47.0492 | 0
19.11. | 10 | 896.9814 |  | 841.1634 | 0 | 8.643 | 47.175 | 0
19.11. | 11 | 892.634 |  | 840.2713 | 0 | 5.628 | 46.7347 | 0
19.11. | 12 | 895.7047 |  | 845.3643 | 0 | 3.417 | 46.9234 | 0
19.11. | 13 | 895.8711 |  | 846.7613 | 0 | 1.809 | 47.3008 | 0
19.11. | 14 | 894.9855 |  | 846.2025 | 0 | 1.608 | 47.175 | 0
19.11. | 15 | 894.2977 |  | 845.3643 | 0 | 2.01 | 46.9234 | 0
19.11. | 16 | 890.5847 |  | 842.7958 | 0 | 1.809 | 45.9799 | 0
19.11. | 17 | 896.9945 |  | 847.5456 | 0 | 2.211 | 47.2379 | 0
19.11. | 18 | 908.6855 |  | 857.4522 | 0 | 3.618 | 47.6153 | 0
19.11. | 19 | 914.3473 |  | 861.707 | 0 | 5.025 | 47.6153 | 0
19.11. | 20 | 917.9014 |  | 863.0501 | 0 | 7.236 | 47.6153 | 0
19.11. | 21 | 917.7392 |  | 860.5894 | 0 | 9.849 | 47.3008 | 0
19.11. | 22 | 913.519 |  | 854.9376 | 0 | 11.658 | 46.9234 | 0
19.11. | 23 | 918.9731 |  | 853.369 | 0 | 18.492 | 47.1121 | 0
19.11. | 24 | 925.4561 |  | 849.9524 | 0 | 28.14 | 47.3637 | 0
20.11. | 1 | 868.654 |  | 782.4344 | 0 | 38.793 | 47.4266 | 0
20.11. | 2 | 881.9481 |  | 779.5227 | 0 | 54.873 | 47.5524 | 0
20.11. | 3 | 890.8735 |  | 775.7728 | 0 | 67.737 | 47.3637 | 0
20.11. | 4 | 901.9663 |  | 774.6552 | 0 | 80.199 | 47.1121 | 0
20.11. | 5 | 909.826 |  | 772.5278 | 0 | 90.249 | 47.0492 | 0
20.11. | 6 | 915.4301 |  | 774.3758 | 0 | 94.068 | 46.9863 | 0
20.11. | 7 | 922.9369 |  | 784.5079 | 0 | 91.254 | 47.175 | 0
20.11. | 8 | 986.6982 |  | 849.9524 | 0 | 89.445 | 47.3008 | 0
20.11. | 9 | 1004.8289 |  | 864.3393 | 0 | 93.063 | 47.4266 | 0
20.11. | 10 | 1002.4191 |  | 865.9618 | 0 | 88.842 | 47.6153 | 0
20.11. | 11 | 992.8423 |  | 860.4816 | 0 | 85.626 | 46.7347 | 0
20.11. | 12 | 996.2205 |  | 862.9423 | 0 | 86.229 | 47.0492 | 0
20.11. | 13 | 1012.1576 |  | 873.9665 | 0 | 90.45 | 47.7411 | 0
20.11. | 14 | 1023.6646 |  | 871.893 | 0 | 103.716 | 48.0556 | 0
20.11. | 15 | 1040.0622 |  | 879.6722 | 0 | 111.957 | 48.433 | 0
20.11. | 16 | 1035.889 |  | 875.9762 | 0 | 111.354 | 48.5588 | 0
20.11. | 17 | 1036.2987 |  | 880.4565 | 0 | 107.535 | 48.3072 | 0
20.11. | 18 | 1031.9048 |  | 877.5448 | 0 | 105.927 | 48.433 | 0
20.11. | 19 | 1028.0273 |  | 880.7898 | 0 | 98.49 | 48.7475 | 0
20.11. | 20 | 1014.8091 |  | 877.0938 | 0 | 88.842 | 48.8733 | 0
20.11. | 21 | 1010.4814 |  | 875.4174 | 0 | 86.631 | 48.433 | 0
20.11. | 22 | 1010.7725 |  | 874.8047 | 0 | 88.038 | 47.9298 | 0
20.11. | 23 | 1009.7936 |  | 874.5792 | 0 | 87.033 | 48.1814 | 0
20.11. | 24 | 1003.1167 |  | 859.9129 | 0 | 95.274 | 47.9298 | 0
21.11. | 1 | 919.7991 |  | 770.8415 | 0 | 100.902 | 48.0556 | 0
21.11. | 2 | 910.1171 |  | 762.278 | 0 | 100.098 | 47.7411 | 0
21.11. | 3 | 906.2961 |  | 764.9642 | 0 | 93.465 | 47.8669 | 0
21.11. | 4 | 906.9317 |  | 766.2534 | 0 | 93.063 | 47.6153 | 0
21.11. | 5 | 892.5853 |  | 761.9447 | 0 | 83.214 | 47.4266 | 0
21.11. | 6 | 887.5486 |  | 762.8368 | 0 | 76.782 | 47.9298 | 0
21.11. | 7 | 891.8905 |  | 770.5082 | 0 | 73.767 | 47.6153 | 0
21.11. | 8 | 948.3099 |  | 818.9874 | 0 | 81.204 | 48.1185 | 0
21.11. | 9 | 956.9337 |  | 829.345 | 0 | 79.596 | 47.9927 | 0
21.11. | 10 | 977.6589 |  | 847.4818 | 0 | 81.807 | 48.3701 | 0
21.11. | 11 | 991.9475 |  | 858.0649 | 0 | 85.827 | 48.0556 | 0
21.11. | 12 | 991.9724 |  | 854.8738 | 0 | 89.043 | 48.0556 | 0
21.11. | 13 | 989.7503 |  | 845.8054 | 0 | 96.078 | 47.8669 | 0
21.11. | 14 | 975.1941 |  | 825.3696 | 0 | 101.706 | 48.1185 | 0
21.11. | 15 | 962.275 |  | 810.3161 | 0 | 104.721 | 47.2379 | 0
21.11. | 16 | 956.8982 |  | 812.5513 | 0 | 96.48 | 47.8669 | 0
21.11. | 17 | 956.8711 |  | 814.1199 | 0 | 95.073 | 47.6782 | 0
21.11. | 18 | 953.678 |  | 813.615 | 0 | 92.259 | 47.804 | 0
21.11. | 19 | 963.2294 |  | 822.3501 | 0 | 93.264 | 47.6153 | 0
21.11. | 20 | 983.2161 |  | 838.6928 | 0 | 96.279 | 48.2443 | 0
21.11. | 21 | 980.9854 |  | 839.4771 | 0 | 93.264 | 48.2443 | 0
21.11. | 22 | 978.5829 |  | 836.9625 | 0 | 94.068 | 47.5524 | 0
21.11. | 23 | 964.9566 |  | 817.4826 | 0 | 100.299 | 47.175 | 0
21.11. | 24 | 964.2984 |  | 812.3258 | 0 | 103.917 | 48.0556 | 0
22.11. | 1 | 902.4961 |  | 750.2979 | 0 | 104.52 | 47.6782 | 0
22.11. | 2 | 890.5312 |  | 742.9697 | 0 | 100.701 | 46.8605 | 0
22.11. | 3 | 880.5397 |  | 739.7247 | 0 | 94.269 | 46.546 | 0
22.11. | 4 | 881.9501 |  | 744.3128 | 0 | 90.651 | 46.9863 | 0
22.11. | 5 | 873.0452 |  | 741.6266 | 0 | 84.621 | 46.7976 | 0
22.11. | 6 | 868.7309 |  | 741.9599 | 0 | 79.596 | 47.175 | 0
22.11. | 7 | 871.9919 |  | 746.6019 | 0 | 77.586 | 47.804 | 0
22.11. | 8 | 917.1869 |  | 797.7134 | 0 | 71.355 | 48.1185 | 0
22.11. | 9 | 924.6318 |  | 806.5024 | 0 | 69.948 | 48.1814 | 0
22.11. | 10 | 922.6218 |  | 806.5024 | 0 | 67.938 | 48.1814 | 0
22.11. | 11 | 923.6258 |  | 807.8455 | 0 | 67.536 | 48.2443 | 0
22.11. | 12 | 918.9558 |  | 805.8897 | 0 | 65.325 | 47.7411 | 0
22.11. | 13 | 922.5517 |  | 800.7428 | 0 | 74.571 | 47.2379 | 0
22.11. | 14 | 926.0418 |  | 802.4731 | 0 | 75.576 | 47.9927 | 0
22.11. | 15 | 920.1563 |  | 803.0319 | 0 | 68.943 | 48.1814 | 0
22.11. | 16 | 916.1582 |  | 803.8701 | 0 | 63.918 | 48.3701 | 0
22.11. | 17 | 920.8367 |  | 804.6544 | 0 | 67.938 | 48.2443 | 0
22.11. | 18 | 921.7611 |  | 802.7525 | 0 | 70.953 | 48.0556 | 0
22.11. | 19 | 913.8962 |  | 807.2867 | 0 | 58.491 | 48.1185 | 0
22.11. | 20 | 914.2735 |  | 814.7865 | 0 | 51.054 | 48.433 | 0
22.11. | 21 | 909.5906 |  | 810.7572 | 0 | 50.652 | 48.1814 | 0
22.11. | 22 | 907.4393 |  | 810.4778 | 0 | 48.843 | 48.1185 | 0
22.11. | 23 | 907.4164 |  | 810.9827 | 0 | 48.441 | 47.9927 | 0
22.11. | 24 | 897.0697 |  | 805.3848 | 0 | 43.818 | 47.8669 | 0
23.11. | 1 | 838.9963 |  | 743.9696 | 0 | 47.034 | 47.9927 | 0
23.11. | 2 | 833.0572 |  | 737.7051 | 0 | 48.24 | 47.1121 | 0
23.11. | 3 | 831.4514 |  | 739.3276 | 0 | 44.823 | 47.3008 | 0
23.11. | 4 | 831.286 |  | 736.5875 | 0 | 47.838 | 46.8605 | 0
23.11. | 5 | 831.841 |  | 735.9748 | 0 | 49.446 | 46.4202 | 0
23.11. | 6 | 826.5063 |  | 736.9846 | 0 | 43.416 | 46.1057 | 0
23.11. | 7 | 830.782 |  | 743.4207 | 0 | 41.004 | 46.3573 | 0
23.11. | 8 | 880.0724 |  | 787.9883 | 0 | 46.23 | 45.8541 | 0
23.11. | 9 | 896.0391 |  | 804.331 | 0 | 45.225 | 46.4831 | 0
23.11. | 10 | 907.143 |  | 821.9189 | 0 | 39.999 | 45.2251 | 0
23.11. | 11 | 925.9237 |  | 838.2616 | 0 | 41.808 | 45.8541 | 0
23.11. | 12 | 931.381 |  | 836.9724 | 0 | 48.24 | 46.1686 | 0
23.11. | 13 | 934.2742 |  | 831.6 | 0 | 56.883 | 45.7912 | 0
23.11. | 14 | 915.4503 |  | 804.8359 | 0 | 64.32 | 46.2944 | 0
23.11. | 15 | 911.1714 |  | 798.1204 | 0 | 67.134 | 45.917 | 0
23.11. | 16 | 924.0119 |  | 808.5858 | 0 | 68.943 | 46.4831 | 0
23.11. | 17 | 926.3783 |  | 813.9043 | 0 | 65.928 | 46.546 | 0
23.11. | 18 | 930.2595 |  | 820.512 | 0 | 63.516 | 46.2315 | 0
23.11. | 19 | 945.1063 |  | 830.7618 | 0 | 68.742 | 45.6025 | 0
23.11. | 20 | 971.7523 |  | 851.1877 | 0 | 73.767 | 46.7976 | 0
23.11. | 21 | 973.1312 |  | 854.0994 | 0 | 72.36 | 46.6718 | 0
23.11. | 22 | 978.1823 |  | 853.8739 | 0 | 77.385 | 46.9234 | 0
23.11. | 23 | 950.2099 |  | 825.7128 | 0 | 77.385 | 47.1121 | 0
23.11. | 24 | 942.5839 |  | 820.4482 | 0 | 74.772 | 47.3637 | 0
24.11. | 1 | 887.8747 |  | 769.4445 | 0 | 70.752 | 47.6782 | 0
24.11. | 2 | 886.8916 |  | 770.2827 | 0 | 68.742 | 47.8669 | 0
24.11. | 3 | 887.6864 |  | 767.2093 | 0 | 73.365 | 47.1121 | 0
24.11. | 4 | 881.2062 |  | 762.2879 | 0 | 72.561 | 46.3573 | 0
24.11. | 5 | 887.4486 |  | 766.9838 | 0 | 73.164 | 47.3008 | 0
24.11. | 6 | 879.388 |  | 760.43 | 0 | 71.154 | 47.804 | 0
24.11. | 7 | 894.6132 |  | 768.1553 | 0 | 78.591 | 47.8669 | 0
24.11. | 8 | 945.0599 |  | 810.4239 | 0 | 86.832 | 47.804 | 0
24.11. | 9 | 965.975 |  | 819.4923 | 0 | 98.49 | 47.9927 | 0
24.11. | 10 | 975.4111 |  | 814.7326 | 0 | 112.56 | 48.1185 | 0
24.11. | 11 | 983.9733 |  | 808.522 | 0 | 127.836 | 47.6153 | 0
24.11. | 12 | 997.9035 |  | 806.8357 | 0 | 142.509 | 48.5588 | 0
24.11. | 13 | 998.4725 |  | 798.2722 | 0 | 151.956 | 48.2443 | 0
24.11. | 14 | 1003.7112 |  | 796.037 | 0 | 159.996 | 47.6782 | 0
24.11. | 15 | 1014.4713 |  | 806.3308 | 0 | 159.393 | 48.7475 | 0
24.11. | 16 | 1026.9034 |  | 816.2374 | 0 | 161.604 | 49.062 | 0
24.11. | 17 | 1033.1724 |  | 819.4285 | 0 | 164.619 | 49.1249 | 0
24.11. | 18 | 1040.5121 |  | 825.1342 | 0 | 165.624 | 49.7539 | 0
24.11. | 19 | 1042.48 |  | 826.3596 | 0 | 165.423 | 50.6974 | 0
24.11. | 20 | 1034.6338 |  | 831.4526 | 0 | 152.358 | 50.8232 | 0
24.11. | 21 | 1017.9254 |  | 834.7075 | 0 | 133.464 | 49.7539 | 0
24.11. | 22 | 995.4373 |  | 832.8595 | 0 | 112.761 | 49.8168 | 0
24.11. | 23 | 973.839 |  | 830.5066 | 0 | 93.264 | 50.0684 | 0
24.11. | 24 | 957.1854 |  | 821.8793 | 0 | 84.42 | 50.8861 | 0
25.11. | 1 | 898.5224 |  | 772.1109 | 0 | 75.777 | 50.6345 | 0
25.11. | 2 | 885.1027 |  | 768.4787 | 0 | 66.933 | 49.691 | 0
25.11. | 3 | 883.7661 |  | 768.6503 | 0 | 65.928 | 49.1878 | 0
25.11. | 4 | 879.5255 |  | 760.7534 | 0 | 69.144 | 49.6281 | 0
25.11. | 5 | 865.0752 |  | 757.2829 | 0 | 58.29 | 49.5023 | 0
25.11. | 6 | 854.5983 |  | 760.474 | 0 | 44.622 | 49.5023 | 0
25.11. | 7 | 851.2014 |  | 767.0916 | 0 | 36.18 | 47.9298 | 0
25.11. | 8 | 916.8966 |  | 834.8351 | 0 | 34.572 | 47.4895 | 0
25.11. | 9 | 926.4701 |  | 848.7171 | 0 | 29.949 | 47.804 | 0
25.11. | 10 | 933.8195 |  | 856.2169 | 0 | 29.547 | 48.0556 | 0
25.11. | 11 | 938.7153 |  | 863.6628 | 0 | 26.934 | 48.1185 | 0
25.11. | 12 | 939.7837 |  | 863.599 | 0 | 26.934 | 49.2507 | 0
25.11. | 13 | 946.1224 |  | 863.9323 | 0 | 32.562 | 49.6281 | 0
25.11. | 14 | 950.1785 |  | 861.1284 | 0 | 38.793 | 50.2571 | 0
25.11. | 15 | 952.4739 |  | 853.3492 | 0 | 49.245 | 49.8797 | 0
25.11. | 16 | 968.8472 |  | 854.359 | 0 | 64.923 | 49.5652 | 0
25.11. | 17 | 999.7439 |  | 860.5696 | 0 | 89.043 | 50.1313 | 0
25.11. | 18 | 1018.5533 |  | 864.0401 | 0 | 104.319 | 50.1942 | 0
25.11. | 19 | 1037.8246 |  | 871.5399 | 0 | 115.776 | 50.5087 | 0
25.11. | 20 | 1063.9038 |  | 879.2652 | 0 | 134.067 | 50.5716 | 0
25.11. | 21 | 1084.2665 |  | 876.2996 | 0 | 157.584 | 50.3829 | 0
25.11. | 22 | 1079.2097 |  | 869.3586 | 0 | 159.594 | 50.2571 | 0
25.11. | 23 | 1078.7926 |  | 865.6626 | 0 | 162.81 | 50.32 | 0
25.11. | 24 | 1078.5369 |  | 859.2265 | 0 | 169.242 | 50.0684 | 0
26.11. | 1 | 1007.8979 |  | 783.4244 | 0 | 174.468 | 50.0055 | 0
26.11. | 2 | 1011.3241 |  | 786.4978 | 0 | 174.066 | 50.7603 | 0
26.11. | 3 | 1011.1012 |  | 785.6596 | 0 | 174.87 | 50.5716 | 0
26.11. | 4 | 1009.4171 |  | 787.9586 | 0 | 171.453 | 50.0055 | 0
26.11. | 5 | 1011.9472 |  | 793.1154 | 0 | 169.644 | 49.1878 | 0
26.11. | 6 | 1010.136 |  | 791.4929 | 0 | 169.644 | 48.9991 | 0
26.11. | 7 | 1008.9561 |  | 791.2674 | 0 | 168.438 | 49.2507 | 0
26.11. | 8 | 1066.9603 |  | 855.4766 | 0 | 161.604 | 49.8797 | 0
26.11. | 9 | 1070.8091 |  | 865.1038 | 0 | 155.574 | 50.1313 | 0
26.11. | 10 | 1057.9602 |  | 868.7998 | 0 | 139.092 | 50.0684 | 0
26.11. | 11 | 1031.1424 |  | 867.9616 | 0 | 113.364 | 49.8168 | 0
26.11. | 12 | 997.4237 |  | 861.6432 | 0 | 87.033 | 48.7475 | 0
26.11. | 13 | 976.5187 |  | 862.9863 | 0 | 64.722 | 48.8104 | 0
26.11. | 14 | 965.7368 |  | 866.0597 | 0 | 50.049 | 49.6281 | 0
26.11. | 15 | 963.1718 |  | 866.6724 | 0 | 46.431 | 50.0684 | 0
26.11. | 16 | 956.5239 |  | 867.2851 | 0 | 38.793 | 50.4458 | 0
26.11. | 17 | 962.5909 |  | 871.8193 | 0 | 40.2 | 50.5716 | 0
26.11. | 18 | 983.6232 |  | 878.7064 | 0 | 54.471 | 50.4458 | 0
26.11. | 19 | 993.0215 |  | 875.0643 | 0 | 67.134 | 50.8232 | 0
26.11. | 20 | 980.5125 |  | 873.1085 | 0 | 57.084 | 50.32 | 0
26.11. | 21 | 969.9682 |  | 872.0987 | 0 | 47.235 | 50.6345 | 0
26.11. | 22 | 959.6356 |  | 871.5399 | 0 | 37.587 | 50.5087 | 0
26.11. | 23 | 952.0782 |  | 873.4418 | 0 | 27.939 | 50.6974 | 0
26.11. | 24 | 942.7638 |  | 870.584 | 0 | 21.105 | 51.0748 | 0
27.11. | 1 | 866.1159 |  | 801.2719 | 0 | 13.266 | 51.578 | 0
27.11. | 2 | 853.7154 |  | 793.9976 | 0 | 8.643 | 51.0748 | 0
27.11. | 3 | 842.66 |  | 785.3802 | 0 | 6.834 | 50.4458 | 0
27.11. | 4 | 842.8423 |  | 784.8214 | 0 | 7.638 | 50.3829 | 0
27.11. | 5 | 840.5485 |  | 781.297 | 0 | 9.246 | 50.0055 | 0
27.11. | 6 | 843.0799 |  | 780.7382 | 0 | 12.462 | 49.8797 | 0
27.11. | 7 | 852.1284 |  | 786.2822 | 0 | 16.281 | 49.5652 | 0
27.11. | 8 | 928.9071 |  | 859.7314 | 0 | 19.296 | 49.8797 | 0
27.11. | 9 | 950.6906 |  | 877.03 | 0 | 23.718 | 49.9426 | 0
27.11. | 10 | 958.3059 |  | 881.8436 | 0 | 26.331 | 50.1313 | 0
27.11. | 11 | 952.216 |  | 877.8143 | 0 | 24.522 | 49.8797 | 0
27.11. | 12 | 950.6458 |  | 876.6967 | 0 | 24.321 | 49.6281 | 0
27.11. | 13 | 956.4728 |  | 879.3829 | 0 | 27.336 | 49.7539 | 0
27.11. | 14 | 953.8379 |  | 878.5447 | 0 | 25.728 | 49.5652 | 0
27.11. | 15 | 947.9112 |  | 875.633 | 0 | 22.713 | 49.5652 | 0
27.11. | 16 | 939.4961 |  | 869.7557 | 0 | 20.301 | 49.4394 | 0
27.11. | 17 | 946.035 |  | 875.7408 | 0 | 20.1 | 50.1942 | 0
27.11. | 18 | 956.0623 |  | 880.5544 | 0 | 25.125 | 50.3829 | 0
27.11. | 19 | 967.3499 |  | 883.1867 | 0 | 33.969 | 50.1942 | 0
27.11. | 20 | 975.5302 |  | 884.8092 | 0 | 40.401 | 50.32 | 0
27.11. | 21 | 986.8437 |  | 882.9073 | 0 | 53.868 | 50.0684 | 0
27.11. | 22 | 990.3612 |  | 877.481 | 0 | 63.315 | 49.5652 | 0
27.11. | 23 | 988.3622 |  | 873.5595 | 0 | 64.923 | 49.8797 | 0
27.11. | 24 | 989.8916 |  | 868.9714 | 0 | 71.355 | 49.5652 | 0
28.11. | 1 | 899.3901 |  | 776.0962 | 0 | 74.169 | 49.1249 | 0
28.11. | 2 | 892.0511 |  | 774.6354 | 0 | 67.536 | 49.8797 | 0
28.11. | 3 | 891.4839 |  | 776.204 | 0 | 65.526 | 49.7539 | 0
28.11. | 4 | 891.107 |  | 777.3216 | 0 | 63.717 | 50.0684 | 0
28.11. | 5 | 890.1344 |  | 774.3021 | 0 | 66.33 | 49.5023 | 0
28.11. | 6 | 888.4229 |  | 772.9051 | 0 | 66.33 | 49.1878 | 0
28.11. | 7 | 895.1245 |  | 780.0716 | 0 | 65.928 | 49.1249 | 0
28.11. | 8 | 945.397 |  | 835.9967 | 0 | 59.898 | 49.5023 | 0
28.11. | 9 | 951.0333 |  | 853.4031 | 0 | 47.436 | 50.1942 | 0
28.11. | 10 | 963.0862 |  | 871.486 | 0 | 41.406 | 50.1942 | 0
28.11. | 11 | 961.2533 |  | 873.334 | 0 | 37.788 | 50.1313 | 0
28.11. | 12 | 946.0737 |  | 860.2902 | 0 | 35.778 | 50.0055 | 0
28.11. | 13 | 944.7197 |  | 854.1874 | 0 | 40.401 | 50.1313 | 0
28.11. | 14 | 929.6048 |  | 834.1487 | 0 | 45.828 | 49.6281 | 0
28.11. | 15 | 935.3 |  | 834.0409 | 0 | 52.26 | 48.9991 | 0
28.11. | 16 | 938.0804 |  | 834.0948 | 0 | 54.672 | 49.3136 | 0
28.11. | 17 | 948.9304 |  | 839.4672 | 0 | 59.898 | 49.5652 | 0
28.11. | 18 | 969.4433 |  | 844.2269 | 0 | 75.777 | 49.4394 | 0
28.11. | 19 | 992.7771 |  | 859.1187 | 0 | 84.219 | 49.4394 | 0
28.11. | 20 | 1004.8007 |  | 867.5106 | 0 | 87.033 | 50.2571 | 0
28.11. | 21 | 1016.9898 |  | 868.7459 | 0 | 98.49 | 49.7539 | 0
28.11. | 22 | 1022.0472 |  | 865.7264 | 0 | 107.133 | 49.1878 | 0
28.11. | 23 | 999.0194 |  | 839.9721 | 0 | 109.545 | 49.5023 | 0
28.11. | 24 | 989.87 |  | 831.237 | 0 | 108.942 | 49.691 | 0
29.11. | 1 | 927.9366 |  | 770.66 | 0 | 107.334 | 49.9426 | 0
29.11. | 2 | 930.8394 |  | 766.1258 | 0 | 114.771 | 49.9426 | 0
29.11. | 3 | 937.9896 |  | 766.6307 | 0 | 121.605 | 49.7539 | 0
29.11. | 4 | 943.2253 |  | 768.4248 | 0 | 125.424 | 49.3765 | 0
29.11. | 5 | 945.3159 |  | 770.3267 | 0 | 125.424 | 49.5652 | 0
29.11. | 6 | 945.8104 |  | 775.6452 | 0 | 120.6 | 49.5652 | 0
29.11. | 7 | 946.5188 |  | 783.0372 | 0 | 114.168 | 49.3136 | 0
29.11. | 8 | 1003.5382 |  | 835.5457 | 0 | 117.987 | 50.0055 | 0
29.11. | 9 | 1008.8861 |  | 841.874 | 0 | 117.384 | 49.6281 | 0
29.11. | 10 | 994.7209 |  | 834.9968 | 0 | 111.354 | 48.3701 | 0
29.11. | 11 | 983.6217 |  | 824.703 | 0 | 111.555 | 47.3637 | 0
29.11. | 12 | 967.0121 |  | 820.8453 | 0 | 99.495 | 46.6718 | 0
29.11. | 13 | 964.8969 |  | 817.762 | 0 | 99.897 | 47.2379 | 0
29.11. | 14 | 935.2447 |  | 814.6787 | 0 | 72.762 | 47.804 | 0
29.11. | 15 | 907.6823 |  | 817.9336 | 0 | 43.014 | 46.7347 | 0
29.11. | 16 | 899.7913 |  | 822.6933 | 0 | 30.552 | 46.546 | 0
29.11. | 17 | 900.0178 |  | 832.4283 | 0 | 20.1 | 47.4895 | 0
29.11. | 18 | 902.3987 |  | 839.3693 | 0 | 15.477 | 47.5524 | 0
29.11. | 19 | 912.224 |  | 845.526 | 0 | 18.894 | 47.804 | 0
29.11. | 20 | 919.6739 |  | 847.5995 | 0 | 24.522 | 47.5524 | 0
29.11. | 21 | 923.469 |  | 849.4475 | 0 | 26.532 | 47.4895 | 0
29.11. | 22 | 921.8849 |  | 847.5995 | 0 | 26.733 | 47.5524 | 0
29.11. | 23 | 925.3584 |  | 847.0407 | 0 | 30.954 | 47.3637 | 0
29.11. | 24 | 920.3235 |  | 840.9379 | 0 | 31.959 | 47.4266 | 0
30.11. | 1 | 858.7376 |  | 778.2335 | 0 | 32.763 | 47.7411 | 0
30.11. | 2 | 852.5681 |  | 770.9592 | 0 | 34.371 | 47.2379 | 0
30.11. | 3 | 851.7263 |  | 772.0768 | 0 | 32.16 | 47.4895 | 0
30.11. | 4 | 859.1404 |  | 772.5817 | 0 | 39.195 | 47.3637 | 0
30.11. | 5 | 856.1851 |  | 772.3023 | 0 | 36.582 | 47.3008 | 0
30.11. | 6 | 855.402 |  | 774.4836 | 0 | 33.366 | 47.5524 | 0
30.11. | 7 | 859.9274 |  | 784.5618 | 0 | 27.939 | 47.4266 | 0
30.11. | 8 | 899.8905 |  | 824.1981 | 0 | 28.14 | 47.5524 | 0
30.11. | 9 | 920.266 |  | 842.8398 | 0 | 29.748 | 47.6782 | 0
30.11. | 10 | 933.5575 |  | 862.2119 | 0 | 23.919 | 47.4266 | 0
30.11. | 11 | 945.0661 |  | 881.3585 | 0 | 16.281 | 47.4266 | 0
30.11. | 12 | 945.0442 |  | 880.5203 | 0 | 17.286 | 47.2379 | 0
30.11. | 13 | 939.417 |  | 874.8685 | 0 | 17.688 | 46.8605 | 0
30.11. | 14 | 906.7346 |  | 844.2467 | 0 | 15.879 | 46.6089 | 0
30.11. | 15 | 898.1533 |  | 841.2811 | 0 | 10.452 | 46.4202 | 0
30.11. | 16 | 895.1709 |  | 842.5703 | 0 | 6.432 | 46.1686 | 0
30.11. | 17 | 895.1853 |  | 843.2369 | 0 | 5.025 | 46.9234 | 0
30.11. | 18 | 901.9337 |  | 848.0505 | 0 | 6.834 | 47.0492 | 0
30.11. | 19 | 921.8181 |  | 865.9618 | 0 | 8.241 | 47.6153 | 0
30.11. | 20 | 935.1129 |  | 876.9321 | 0 | 10.251 | 47.9298 | 0
30.11. | 21 | 930.9088 |  | 873.6332 | 0 | 9.849 | 47.4266 | 0
30.11. | 22 | 926.3575 |  | 868.0892 | 0 | 10.653 | 47.6153 | 0
30.11. | 23 | 901.3484 |  | 840.3153 | 0 | 12.663 | 48.3701 | 0
30.11. | 24 | 895.9647 |  | 832.4184 | 0 | 14.673 | 48.8733 | 0
01.12. | 1 | 850.9916 |  | 783.4882 | 0 | 18.693 | 48.8104 | 0
01.12. | 2 | 855.1352 |  | 781.8657 | 0 | 24.522 | 48.7475 | 0
01.12. | 3 | 859.3445 |  | 782.7578 | 0 | 27.336 | 49.2507 | 0
01.12. | 4 | 862.7951 |  | 782.7039 | 0 | 31.155 | 48.9362 | 0
01.12. | 5 | 865.7285 |  | 782.1451 | 0 | 34.773 | 48.8104 | 0
01.12. | 6 | 868.9358 |  | 779.0079 | 0 | 40.803 | 49.1249 | 0
01.12. | 7 | 871.4302 |  | 773.9149 | 0 | 48.642 | 48.8733 | 0
01.12. | 8 | 882.5789 |  | 782.199 | 0 | 51.255 | 49.1249 | 0
01.12. | 9 | 886.1342 |  | 786.5077 | 0 | 50.25 | 49.3765 | 0
01.12. | 10 | 878.3405 |  | 785.5617 | 0 | 44.22 | 48.5588 | 0
01.12. | 11 | 877.191 |  | 785.0029 | 0 | 43.818 | 48.3701 | 0
01.12. | 12 | 883.0849 |  | 782.3167 | 0 | 52.461 | 48.3072 | 0
01.12. | 13 | 894.7606 |  | 784.2186 | 0 | 62.109 | 48.433 | 0
01.12. | 14 | 893.5023 |  | 783.7137 | 0 | 61.104 | 48.6846 | 0
01.12. | 15 | 892.8615 |  | 784.8313 | 0 | 59.094 | 48.9362 | 0
01.12. | 16 | 891.4754 |  | 787.0126 | 0 | 55.275 | 49.1878 | 0
01.12. | 17 | 890.5584 |  | 788.1302 | 0 | 52.863 | 49.5652 | 0
01.12. | 18 | 899.7982 |  | 791.8801 | 0 | 58.29 | 49.6281 | 0
01.12. | 19 | 906.5767 |  | 791.0958 | 0 | 65.727 | 49.7539 | 0
01.12. | 20 | 906.8971 |  | 790.537 | 0 | 66.732 | 49.6281 | 0
01.12. | 21 | 907.0742 |  | 792.385 | 0 | 65.124 | 49.5652 | 0
01.12. | 22 | 898.7014 |  | 789.591 | 0 | 60.3 | 48.8104 | 0
01.12. | 23 | 896.9479 |  | 790.3753 | 0 | 57.888 | 48.6846 | 0
01.12. | 24 | 905.4152 |  | 795.8016 | 0 | 60.3 | 49.3136 | 0
02.12. | 1 | 897.7335 |  | 785.444 | 0 | 62.913 | 49.3765 | 0
02.12. | 2 | 896.6101 |  | 784.6597 | 0 | 62.511 | 49.4394 | 0
02.12. | 3 | 902.4664 |  | 787.3998 | 0 | 65.124 | 49.9426 | 0
02.12. | 4 | 905.2424 |  | 784.2087 | 0 | 71.154 | 49.8797 | 0
02.12. | 5 | 904.3222 |  | 785.0469 | 0 | 69.144 | 50.1313 | 0
02.12. | 6 | 907.888 |  | 785.4979 | 0 | 72.762 | 49.6281 | 0
02.12. | 7 | 925.7883 |  | 798.875 | 0 | 76.782 | 50.1313 | 0
02.12. | 8 | 982.5405 |  | 859.7853 | 0 | 72.561 | 50.1942 | 0
02.12. | 9 | 991.2359 |  | 873.2801 | 0 | 68.139 | 49.8168 | 0
02.12. | 10 | 995.2921 |  | 883.4661 | 0 | 61.506 | 50.32 | 0
02.12. | 11 | 984.3178 |  | 875.4713 | 0 | 60.099 | 48.7475 | 0
02.12. | 12 | 988.8373 |  | 875.2898 | 0 | 62.913 | 50.6345 | 0
02.12. | 13 | 989.0913 |  | 869.187 | 0 | 69.144 | 50.7603 | 0
02.12. | 14 | 987.7082 |  | 867.339 | 0 | 69.546 | 50.8232 | 0
02.12. | 15 | 979.0172 |  | 866.7263 | 0 | 61.908 | 50.3829 | 0
02.12. | 16 | 964.8863 |  | 864.0401 | 0 | 50.652 | 50.1942 | 0
02.12. | 17 | 967.7975 |  | 868.2311 | 0 | 48.24 | 51.3264 | 0
02.12. | 18 | 964.036 |  | 866.3292 | 0 | 46.632 | 51.0748 | 0
02.12. | 19 | 967.9714 |  | 869.7997 | 0 | 47.034 | 51.1377 | 0
02.12. | 20 | 977.1218 |  | 877.1917 | 0 | 49.044 | 50.8861 | 0
02.12. | 21 | 982.7685 |  | 877.7505 | 0 | 54.069 | 50.949 | 0
02.12. | 22 | 979.3306 |  | 875.5692 | 0 | 53.064 | 50.6974 | 0
02.12. | 23 | 968.4033 |  | 869.5302 | 0 | 49.245 | 49.6281 | 0
02.12. | 24 | 959.5767 |  | 866.1675 | 0 | 43.215 | 50.1942 | 0
03.12. | 1 | 868.3084 |  | 782.1352 | 0 | 35.979 | 50.1942 | 0
03.12. | 2 | 867.2569 |  | 780.1156 | 0 | 36.381 | 50.7603 | 0
03.12. | 3 | 868.2609 |  | 781.4587 | 0 | 35.979 | 50.8232 | 0
03.12. | 4 | 869.8353 |  | 781.5126 | 0 | 37.185 | 51.1377 | 0
03.12. | 5 | 861.1941 |  | 774.5177 | 0 | 35.979 | 50.6974 | 0
03.12. | 6 | 862.1175 |  | 773.9589 | 0 | 37.587 | 50.5716 | 0
03.12. | 7 | 864.2407 |  | 777.15 | 0 | 36.582 | 50.5087 | 0
03.12. | 8 | 924.3064 |  | 836.6633 | 0 | 37.386 | 50.2571 | 0
03.12. | 9 | 943.1249 |  | 851.8884 | 0 | 40.602 | 50.6345 | 0
03.12. | 10 | 946.7757 |  | 857.4863 | 0 | 38.592 | 50.6974 | 0
03.12. | 11 | 940.0579 |  | 856.6481 | 0 | 32.964 | 50.4458 | 0
03.12. | 12 | 932.3057 |  | 854.8001 | 0 | 26.934 | 50.5716 | 0
03.12. | 13 | 921.3602 |  | 848.1385 | 0 | 22.713 | 50.5087 | 0
03.12. | 14 | 914.7618 |  | 846.7415 | 0 | 17.889 | 50.1313 | 0
03.12. | 15 | 917.0797 |  | 852.7266 | 0 | 13.467 | 50.8861 | 0
03.12. | 16 | 915.0436 |  | 852.9521 | 0 | 11.457 | 50.6345 | 0
03.12. | 17 | 916.3334 |  | 855.1334 | 0 | 10.251 | 50.949 | 0
03.12. | 18 | 920.6708 |  | 858.6039 | 0 | 11.055 | 51.0119 | 0
03.12. | 19 | 931.4989 |  | 863.1381 | 0 | 17.286 | 51.0748 | 0
03.12. | 20 | 945.4159 |  | 863.7508 | 0 | 30.15 | 51.5151 | 0
03.12. | 21 | 955.245 |  | 860.2264 | 0 | 43.818 | 51.2006 | 0
03.12. | 22 | 969.6638 |  | 862.0205 | 0 | 56.883 | 50.7603 | 0
03.12. | 23 | 979.3379 |  | 861.795 | 0 | 66.531 | 51.0119 | 0
03.12. | 24 | 986.4545 |  | 862.3538 | 0 | 72.963 | 51.1377 | 0
04.12. | 1 | 920.8474 |  | 796.6838 | 0 | 72.963 | 51.2006 | 0
04.12. | 2 | 909.9638 |  | 791.3653 | 0 | 67.335 | 51.2635 | 0
04.12. | 3 | 904.1194 |  | 792.0418 | 0 | 61.506 | 50.5716 | 0
04.12. | 4 | 903.4947 |  | 795.5123 | 0 | 57.285 | 50.6974 | 0
04.12. | 5 | 888.8422 |  | 789.0762 | 0 | 49.446 | 50.32 | 0
04.12. | 6 | 882.6818 |  | 793.5565 | 0 | 38.994 | 50.1313 | 0
04.12. | 7 | 893.6265 |  | 805.8699 | 0 | 37.185 | 50.5716 | 0
04.12. | 8 | 965.5798 |  | 872.0448 | 0 | 43.215 | 50.32 | 0
04.12. | 9 | 980.8746 |  | 885.5935 | 0 | 45.024 | 50.2571 | 0
04.12. | 10 | 986.8123 |  | 884.5837 | 0 | 51.657 | 50.5716 | 0
04.12. | 11 | 992.9259 |  | 882.4563 | 0 | 59.898 | 50.5716 | 0
04.12. | 12 | 998.8733 |  | 883.2406 | 0 | 65.124 | 50.5087 | 0
04.12. | 13 | 991.094 |  | 882.9612 | 0 | 57.687 | 50.4458 | 0
04.12. | 14 | 985.7344 |  | 887.1621 | 0 | 48.441 | 50.1313 | 0
04.12. | 15 | 984.0893 |  | 891.3091 | 0 | 43.215 | 49.5652 | 0
04.12. | 16 | 976.4165 |  | 888.3974 | 0 | 38.391 | 49.6281 | 0
04.12. | 17 | 965.8111 |  | 880.3927 | 0 | 35.979 | 49.4394 | 0
04.12. | 18 | 963.1884 |  | 878.5986 | 0 | 34.773 | 49.8168 | 0
04.12. | 19 | 963.5454 |  | 873.9566 | 0 | 40.401 | 49.1878 | 0
04.12. | 20 | 986.4651 |  | 881.1231 | 0 | 56.28 | 49.062 | 0
04.12. | 21 | 988.7676 |  | 878.1476 | 0 | 60.3 | 50.32 | 0
04.12. | 22 | 981.8041 |  | 868.2949 | 0 | 63.315 | 50.1942 | 0
04.12. | 23 | 974.9243 |  | 869.3047 | 0 | 55.677 | 49.9426 | 0
04.12. | 24 | 971.4436 |  | 874.9565 | 0 | 46.23 | 50.2571 | 0
05.12. | 1 | 882.7057 |  | 791.7085 | 0 | 40.803 | 50.1942 | 0
05.12. | 2 | 877.3046 |  | 787.1743 | 0 | 39.999 | 50.1313 | 0
05.12. | 3 | 881.8353 |  | 786.1645 | 0 | 45.225 | 50.4458 | 0
05.12. | 4 | 881.9744 |  | 784.8214 | 0 | 46.833 | 50.32 | 0
05.12. | 5 | 878.2529 |  | 783.4244 | 0 | 44.823 | 50.0055 | 0
05.12. | 6 | 873.2247 |  | 783.145 | 0 | 40.2 | 49.8797 | 0
05.12. | 7 | 883.1773 |  | 797.5319 | 0 | 35.577 | 50.0684 | 0
05.12. | 8 | 927.9532 |  | 847.6336 | 0 | 29.748 | 50.5716 | 0
05.12. | 9 | 932.9686 |  | 858.8294 | 0 | 23.316 | 50.8232 | 0
05.12. | 10 | 941.7588 |  | 870.584 | 0 | 20.1 | 51.0748 | 0
05.12. | 11 | 945.2553 |  | 882.5102 | 0 | 11.859 | 50.8861 | 0
05.12. | 12 | 943.1627 |  | 883.2945 | 0 | 9.045 | 50.8232 | 0
05.12. | 13 | 939.2828 |  | 880.6083 | 0 | 8.04 | 50.6345 | 0
05.12. | 14 | 921.0847 |  | 862.0205 | 0 | 8.241 | 50.8232 | 0
05.12. | 15 | 920.7556 |  | 859.4421 | 0 | 10.05 | 51.2635 | 0
05.12. | 16 | 925.6361 |  | 858.8833 | 0 | 15.678 | 51.0748 | 0
05.12. | 17 | 935.2254 |  | 857.8196 | 0 | 26.331 | 51.0748 | 0
05.12. | 18 | 940.4166 |  | 854.9079 | 0 | 34.371 | 51.1377 | 0
05.12. | 19 | 957.2637 |  | 863.3636 | 0 | 43.014 | 50.8861 | 0
05.12. | 20 | 963.2071 |  | 869.5203 | 0 | 42.612 | 51.0748 | 0
05.12. | 21 | 966.9686 |  | 871.4222 | 0 | 44.22 | 51.3264 | 0
05.12. | 22 | 971.9675 |  | 871.6477 | 0 | 49.245 | 51.0748 | 0
05.12. | 23 | 949.9741 |  | 846.9032 | 0 | 52.059 | 51.0119 | 0
05.12. | 24 | 942.5545 |  | 843.5405 | 0 | 47.436 | 51.578 | 0
06.12. | 1 | 868.741 |  | 776.4735 | 0 | 41.004 | 51.2635 | 0
06.12. | 2 | 869.7112 |  | 773.5618 | 0 | 44.823 | 51.3264 | 0
06.12. | 3 | 866.6253 |  | 773.454 | 0 | 42.411 | 50.7603 | 0
06.12. | 4 | 859.26 |  | 767.91 | 0 | 40.401 | 50.949 | 0
06.12. | 5 | 854.837 |  | 769.2531 | 0 | 34.572 | 51.0119 | 0
06.12. | 6 | 850.8148 |  | 767.6306 | 0 | 32.361 | 50.8232 | 0
06.12. | 7 | 861.9665 |  | 771.8854 | 0 | 39.195 | 50.8861 | 0
06.12. | 8 | 912.9634 |  | 824.5655 | 0 | 37.386 | 51.0119 | 0
06.12. | 9 | 923.3138 |  | 840.0161 | 0 | 32.16 | 51.1377 | 0
06.12. | 10 | 914.1621 |  | 838.3397 | 0 | 25.125 | 50.6974 | 0
06.12. | 11 | 895.4883 |  | 827.9821 | 0 | 16.683 | 50.8232 | 0
06.12. | 12 | 894.0184 |  | 827.9821 | 0 | 15.276 | 50.7603 | 0
06.12. | 13 | 892.6731 |  | 825.0165 | 0 | 17.085 | 50.5716 | 0
06.12. | 14 | 896.9379 |  | 826.6929 | 0 | 19.296 | 50.949 | 0
06.12. | 15 | 899.5041 |  | 829.0458 | 0 | 19.698 | 50.7603 | 0
06.12. | 16 | 904.0467 |  | 831.4526 | 0 | 21.708 | 50.8861 | 0
06.12. | 17 | 919.3286 |  | 842.9278 | 0 | 25.326 | 51.0748 | 0
06.12. | 18 | 932.8652 |  | 848.7512 | 0 | 33.165 | 50.949 | 0
06.12. | 19 | 940.6196 |  | 852.2217 | 0 | 37.386 | 51.0119 | 0
06.12. | 20 | 945.9023 |  | 855.9716 | 0 | 38.793 | 51.1377 | 0
06.12. | 21 | 942.499 |  | 852.3933 | 0 | 39.597 | 50.5087 | 0
06.12. | 22 | 942.0948 |  | 850.7708 | 0 | 41.004 | 50.32 | 0
06.12. | 23 | 941.258 |  | 845.1729 | 0 | 45.828 | 50.2571 | 0
06.12. | 24 | 943.5516 |  | 844.3886 | 0 | 48.843 | 50.32 | 0
07.12. | 1 | 882.9478 |  | 782.1891 | 0 | 50.25 | 50.5087 | 0
07.12. | 2 | 884.6014 |  | 776.8706 | 0 | 57.285 | 50.4458 | 0
07.12. | 3 | 892.0667 |  | 778.2676 | 0 | 62.913 | 50.8861 | 0
07.12. | 4 | 887.3034 |  | 776.6451 | 0 | 59.898 | 50.7603 | 0
07.12. | 5 | 883.7877 |  | 775.0765 | 0 | 57.888 | 50.8232 | 0
07.12. | 6 | 883.9785 |  | 773.3462 | 0 | 60.501 | 50.1313 | 0
07.12. | 7 | 898.9219 |  | 774.8609 | 0 | 74.37 | 49.691 | 0
07.12. | 8 | 953.6297 |  | 808.9532 | 0 | 94.671 | 50.0055 | 0
07.12. | 9 | 953.803 |  | 820.4823 | 0 | 82.812 | 50.5087 | 0
07.12. | 10 | 975.9268 |  | 840.7465 | 0 | 84.42 | 50.7603 | 0
07.12. | 11 | 981.8701 |  | 855.5844 | 0 | 75.777 | 50.5087 | 0
07.12. | 12 | 962.2065 |  | 849.8787 | 0 | 62.511 | 49.8168 | 0
07.12. | 13 | 950.6436 |  | 842.5505 | 0 | 59.094 | 48.9991 | 0
07.12. | 14 | 924.23 |  | 810.8111 | 0 | 64.923 | 48.4959 | 0
07.12. | 15 | 938.5134 |  | 814.1639 | 0 | 74.973 | 49.3765 | 0
07.12. | 16 | 951.2318 |  | 823.6294 | 0 | 78.792 | 48.8104 | 0
07.12. | 17 | 957.829 |  | 822.0608 | 0 | 86.832 | 48.9362 | 0
07.12. | 18 | 967.2155 |  | 827.992 | 0 | 89.847 | 49.3765 | 0
07.12. | 19 | 984.5203 |  | 841.5407 | 0 | 93.666 | 49.3136 | 0
07.12. | 20 | 985.3964 |  | 844.6141 | 0 | 90.651 | 50.1313 | 0
07.12. | 21 | 976.5761 |  | 838.4574 | 0 | 88.239 | 49.8797 | 0
07.12. | 22 | 970.6809 |  | 837.2221 | 0 | 83.013 | 50.4458 | 0
07.12. | 23 | 940.954 |  | 811.1884 | 0 | 79.194 | 50.5716 | 0
07.12. | 24 | 928.0811 |  | 803.7425 | 0 | 73.767 | 50.5716 | 0
08.12. | 1 | 873.5448 |  | 755.6505 | 0 | 67.134 | 50.7603 | 0
08.12. | 2 | 873.7468 |  | 754.3074 | 0 | 68.742 | 50.6974 | 0
08.12. | 3 | 878.877 |  | 757.3907 | 0 | 71.355 | 50.1313 | 0
08.12. | 4 | 894.5169 |  | 762.8808 | 0 | 82.008 | 49.6281 | 0
08.12. | 5 | 903.9661 |  | 764.5033 | 0 | 89.646 | 49.8168 | 0
08.12. | 6 | 902.6624 |  | 761.5916 | 0 | 91.254 | 49.8168 | 0
08.12. | 7 | 901.7074 |  | 759.5181 | 0 | 92.058 | 50.1313 | 0
08.12. | 8 | 900.8427 |  | 761.1406 | 0 | 89.445 | 50.2571 | 0
08.12. | 9 | 890.735 |  | 758.7338 | 0 | 81.807 | 50.1942 | 0
08.12. | 10 | 879.4454 |  | 758.7877 | 0 | 70.149 | 50.5087 | 0
08.12. | 11 | 870.6927 |  | 761.1406 | 0 | 59.295 | 50.2571 | 0
08.12. | 12 | 857.3558 |  | 761.0328 | 0 | 46.632 | 49.691 | 0
08.12. | 13 | 848.8041 |  | 763.3857 | 0 | 35.979 | 49.4394 | 0
08.12. | 14 | 843.3303 |  | 765.7386 | 0 | 28.341 | 49.2507 | 0
08.12. | 15 | 839.7143 |  | 763.0524 | 0 | 27.537 | 49.1249 | 0
08.12. | 16 | 847.7374 |  | 766.3513 | 0 | 31.758 | 49.6281 | 0
08.12. | 17 | 863.7847 |  | 773.7433 | 0 | 40.602 | 49.4394 | 0
08.12. | 18 | 878.3928 |  | 776.4295 | 0 | 52.461 | 49.5023 | 0
08.12. | 19 | 884.5576 |  | 775.1942 | 0 | 59.295 | 50.0684 | 0
08.12. | 20 | 893.2573 |  | 778.9441 | 0 | 64.119 | 50.1942 | 0
08.12. | 21 | 892.1944 |  | 772.2286 | 0 | 70.149 | 49.8168 | 0
08.12. | 22 | 886.3077 |  | 769.8218 | 0 | 66.732 | 49.7539 | 0
08.12. | 23 | 876.4816 |  | 769.3169 | 0 | 57.285 | 49.8797 | 0
08.12. | 24 | 869.0794 |  | 772.2286 | 0 | 47.034 | 49.8168 | 0
09.12. | 1 | 864.2897 |  | 776.4196 | 0 | 36.984 | 50.8861 | 0
09.12. | 2 | 859.3863 |  | 777.4833 | 0 | 30.954 | 50.949 | 0
09.12. | 3 | 852.0076 |  | 769.9296 | 0 | 31.758 | 50.32 | 0
09.12. | 4 | 851.9153 |  | 768.9198 | 0 | 32.361 | 50.6345 | 0
09.12. | 5 | 846.4204 |  | 764.7827 | 0 | 31.758 | 49.8797 | 0
09.12. | 6 | 847.3135 |  | 765.5131 | 0 | 32.361 | 49.4394 | 0
09.12. | 7 | 855.6699 |  | 770.3267 | 0 | 35.778 | 49.5652 | 0
09.12. | 8 | 924.6624 |  | 833.3644 | 0 | 41.607 | 49.691 | 0
09.12. | 9 | 946.9307 |  | 854.1874 | 0 | 42.612 | 50.1313 | 0
09.12. | 10 | 951.1108 |  | 868.0155 | 0 | 32.964 | 50.1313 | 0
09.12. | 11 | 941.1782 |  | 870.1429 | 0 | 20.904 | 50.1313 | 0
09.12. | 12 | 926.8625 |  | 861.1284 | 0 | 15.477 | 50.2571 | 0
09.12. | 13 | 921.0825 |  | 860.398 | 0 | 10.05 | 50.6345 | 0
09.12. | 14 | 921.0362 |  | 862.6871 | 0 | 6.834 | 51.5151 | 0
09.12. | 15 | 918.6859 |  | 859.7215 | 0 | 7.638 | 51.3264 | 0
09.12. | 16 | 922.4437 |  | 861.4078 | 0 | 10.653 | 50.3829 | 0
09.12. | 17 | 928.9083 |  | 862.697 | 0 | 16.08 | 50.1313 | 0
09.12. | 18 | 940.1058 |  | 865.942 | 0 | 23.718 | 50.4458 | 0
09.12. | 19 | 947.3189 |  | 866.4469 | 0 | 30.552 | 50.32 | 0
09.12. | 20 | 953.4168 |  | 870.584 | 0 | 31.758 | 51.0748 | 0
09.12. | 21 | 954.0934 |  | 871.035 | 0 | 32.361 | 50.6974 | 0
09.12. | 22 | 953.2733 |  | 868.6821 | 0 | 33.768 | 50.8232 | 0
09.12. | 23 | 952.5539 |  | 865.2116 | 0 | 36.582 | 50.7603 | 0
09.12. | 24 | 948.5521 |  | 856.1971 | 0 | 41.406 | 50.949 | 0
10.12. | 1 | 881.8147 |  | 779.6107 | 0 | 51.255 | 50.949 | 0
10.12. | 2 | 881.1058 |  | 772.2825 | 0 | 58.692 | 50.1313 | 0
10.12. | 3 | 882.8494 |  | 765.3954 | 0 | 67.134 | 50.32 | 0
10.12. | 4 | 878.6489 |  | 758.9593 | 0 | 69.747 | 49.9426 | 0
10.12. | 5 | 873.813 |  | 755.5427 | 0 | 68.139 | 50.1313 | 0
10.12. | 6 | 871.4963 |  | 752.5232 | 0 | 69.345 | 49.6281 | 0
10.12. | 7 | 877.0265 |  | 758.2927 | 0 | 69.546 | 49.1878 | 0
10.12. | 8 | 939.3176 |  | 818.4726 | 0 | 71.154 | 49.691 | 0
10.12. | 9 | 952.7079 |  | 830.7321 | 0 | 72.159 | 49.8168 | 0
10.12. | 10 | 957.5177 |  | 834.3742 | 0 | 73.767 | 49.3765 | 0
10.12. | 11 | 952.5763 |  | 832.2468 | 0 | 70.953 | 49.3765 | 0
10.12. | 12 | 936.6036 |  | 823.9627 | 0 | 63.516 | 49.1249 | 0
10.12. | 13 | 933.7408 |  | 829.0018 | 0 | 55.677 | 49.062 | 0
10.12. | 14 | 928.1496 |  | 829.2273 | 0 | 50.049 | 48.8733 | 0
10.12. | 15 | 913.9869 |  | 819.6001 | 0 | 45.828 | 48.5588 | 0
10.12. | 16 | 907.4246 |  | 815.3992 | 0 | 43.215 | 48.8104 | 0
10.12. | 17 | 907.5074 |  | 818.9236 | 0 | 39.396 | 49.1878 | 0
10.12. | 18 | 899.6042 |  | 815.0021 | 0 | 34.974 | 49.6281 | 0
10.12. | 19 | 903.2789 |  | 818.752 | 0 | 34.773 | 49.7539 | 0
10.12. | 20 | 911.293 |  | 823.2862 | 0 | 38.19 | 49.8168 | 0
10.12. | 21 | 910.6803 |  | 821.4921 | 0 | 38.994 | 50.1942 | 0
10.12. | 22 | 906.3255 |  | 821.3843 | 0 | 35.376 | 49.5652 | 0
10.12. | 23 | 901.0189 |  | 819.4824 | 0 | 32.16 | 49.3765 | 0
10.12. | 24 | 895.7245 |  | 816.6246 | 0 | 29.346 | 49.7539 | 0
11.12. | 1 | 816.7219 |  | 741.1019 | 0 | 25.929 | 49.691 | 0
11.12. | 2 | 812.5387 |  | 739.9843 | 0 | 23.115 | 49.4394 | 0
11.12. | 3 | 821.3003 |  | 745.0773 | 0 | 26.532 | 49.691 | 0
11.12. | 4 | 826.2524 |  | 747.6557 | 0 | 29.346 | 49.2507 | 0
11.12. | 5 | 826.7815 |  | 751.5772 | 0 | 26.331 | 48.8733 | 0
11.12. | 6 | 815.7022 |  | 744.8078 | 0 | 22.713 | 48.1814 | 0
11.12. | 7 | 820.2535 |  | 750.3518 | 0 | 21.909 | 47.9927 | 0
11.12. | 8 | 887.0211 |  | 812.6591 | 0 | 25.929 | 48.433 | 0
11.12. | 9 | 904.8518 |  | 829.8499 | 0 | 27.135 | 47.8669 | 0
11.12. | 10 | 914.5263 |  | 838.2418 | 0 | 27.537 | 48.7475 | 0
11.12. | 11 | 923.0242 |  | 847.6435 | 0 | 26.13 | 49.2507 | 0
11.12. | 12 | 922.3115 |  | 849.9964 | 0 | 23.316 | 48.9991 | 0
11.12. | 13 | 916.5163 |  | 854.2512 | 0 | 13.266 | 48.9991 | 0
11.12. | 14 | 916.173 |  | 855.3149 | 0 | 11.859 | 48.9991 | 0
11.12. | 15 | 904.9198 |  | 846.9769 | 0 | 9.447 | 48.4959 | 0
11.12. | 16 | 904.6581 |  | 848.5994 | 0 | 7.437 | 48.6217 | 0
11.12. | 17 | 919.138 |  | 857.3884 | 0 | 13.065 | 48.6846 | 0
11.12. | 18 | 922.6137 |  | 858.4521 | 0 | 15.477 | 48.6846 | 0
11.12. | 19 | 920.2027 |  | 857.109 | 0 | 14.472 | 48.6217 | 0
11.12. | 20 | 917.4355 |  | 854.7561 | 0 | 13.869 | 48.8104 | 0
11.12. | 21 | 917.5603 |  | 856.0992 | 0 | 12.462 | 48.9991 | 0
11.12. | 22 | 920.3365 |  | 857.2168 | 0 | 13.869 | 49.2507 | 0
11.12. | 23 | 920.6579 |  | 855.3149 | 0 | 16.281 | 49.062 | 0
11.12. | 24 | 909.4716 |  | 852.4571 | 0 | 7.638 | 49.3765 | 0
12.12. | 1 | 815.1575 |  | 760.1407 | 0 | 5.829 | 49.1878 | 0
12.12. | 2 | 810.6659 |  | 754.3173 | 0 | 7.035 | 49.3136 | 0
12.12. | 3 | 810.3811 |  | 752.136 | 0 | 9.246 | 48.9991 | 0
12.12. | 4 | 807.5462 |  | 749.9547 | 0 | 8.844 | 48.7475 | 0
12.12. | 5 | 799.5864 |  | 743.2392 | 0 | 8.04 | 48.3072 | 0
12.12. | 6 | 798.6214 |  | 743.7441 | 0 | 6.633 | 48.2443 | 0
12.12. | 7 | 808.2293 |  | 751.9204 | 0 | 8.442 | 47.8669 | 0
12.12. | 8 | 865.7619 |  | 810.3062 | 0 | 6.834 | 48.6217 | 0
12.12. | 9 | 880.7624 |  | 824.1882 | 0 | 7.638 | 48.9362 | 0
12.12. | 10 | 897.051 |  | 837.3497 | 0 | 11.457 | 48.2443 | 0
12.12. | 11 | 922.6438 |  | 852.8542 | 0 | 21.105 | 48.6846 | 0
12.12. | 12 | 932.1558 |  | 851.1239 | 0 | 33.165 | 47.8669 | 0
12.12. | 13 | 932.9272 |  | 849.8347 | 0 | 34.974 | 48.1185 | 0
12.12. | 14 | 913.5 |  | 827.4431 | 0 | 38.19 | 47.8669 | 0
12.12. | 15 | 925.2038 |  | 826.4333 | 0 | 50.652 | 48.1185 | 0
12.12. | 16 | 935.6929 |  | 822.2863 | 0 | 64.722 | 48.6846 | 0
12.12. | 17 | 955.7125 |  | 824.6931 | 0 | 82.209 | 48.8104 | 0
12.12. | 18 | 977.226 |  | 826.2078 | 0 | 102.711 | 48.3072 | 0
12.12. | 19 | 986.6622 |  | 834.438 | 0 | 103.917 | 48.3072 | 0
12.12. | 20 | 1012.4086 |  | 839.3693 | 0 | 125.424 | 47.6153 | 0
12.12. | 21 | 1029.9991 |  | 840.7663 | 0 | 141.303 | 47.9298 | 0
12.12. | 22 | 1032.5228 |  | 835.7272 | 0 | 148.74 | 48.0556 | 0
12.12. | 23 | 1020.8841 |  | 816.6884 | 0 | 155.574 | 48.6217 | 0
12.12. | 24 | 1021.9021 |  | 810.0807 | 0 | 163.011 | 48.8104 | 0
13.12. | 1 | 969.7741 |  | 752.136 | 0 | 168.639 | 48.9991 | 0
13.12. | 2 | 965.0086 |  | 748.891 | 0 | 167.433 | 48.6846 | 0
13.12. | 3 | 972.6456 |  | 750.2341 | 0 | 173.664 | 48.7475 | 0
13.12. | 4 | 971.8438 |  | 751.8566 | 0 | 171.051 | 48.9362 | 0
13.12. | 5 | 976.8646 |  | 752.9203 | 0 | 175.071 | 48.8733 | 0
13.12. | 6 | 973.6516 |  | 748.891 | 0 | 176.076 | 48.6846 | 0
13.12. | 7 | 973.5528 |  | 756.0036 | 0 | 169.242 | 48.3072 | 0
13.12. | 8 | 1016.8092 |  | 805.9436 | 0 | 162.81 | 48.0556 | 0
13.12. | 9 | 1019.3224 |  | 814.3993 | 0 | 157.182 | 47.7411 | 0
13.12. | 10 | 1027.3116 |  | 822.1246 | 0 | 157.383 | 47.804 | 0
13.12. | 11 | 1025.2419 |  | 822.404 | 0 | 154.971 | 47.8669 | 0
13.12. | 12 | 1034.4306 |  | 828.6146 | 0 | 157.383 | 48.433 | 0
13.12. | 13 | 1037.9292 |  | 829.1734 | 0 | 160.197 | 48.5588 | 0
13.12. | 14 | 1036.6874 |  | 827.6048 | 0 | 160.398 | 48.6846 | 0
13.12. | 15 | 1029.6335 |  | 822.7373 | 0 | 158.589 | 48.3072 | 0
13.12. | 16 | 1017.9176 |  | 816.0218 | 0 | 153.966 | 47.9298 | 0
13.12. | 17 | 1016.5556 |  | 820.6638 | 0 | 147.333 | 48.5588 | 0
13.12. | 18 | 1006.6837 |  | 821.1687 | 0 | 137.082 | 48.433 | 0
13.12. | 19 | 1006.2471 |  | 822.5657 | 0 | 134.871 | 48.8104 | 0
13.12. | 20 | 999.0708 |  | 822.2863 | 0 | 128.037 | 48.7475 | 0
13.12. | 21 | 978.2703 |  | 823.6833 | 0 | 105.525 | 49.062 | 0
13.12. | 22 | 956.9357 |  | 817.0217 | 0 | 90.852 | 49.062 | 0
13.12. | 23 | 950.3453 |  | 815.7325 | 0 | 85.425 | 49.1878 | 0
13.12. | 24 | 938.8241 |  | 811.811 | 0 | 77.385 | 49.6281 | 0
14.12. | 1 | 875.6357 |  | 751.9644 | 0 | 74.169 | 49.5023 | 0
14.12. | 2 | 870.8159 |  | 750.9007 | 0 | 70.35 | 49.5652 | 0
14.12. | 3 | 873.567 |  | 750.9007 | 0 | 73.164 | 49.5023 | 0
14.12. | 4 | 882.0948 |  | 750.3958 | 0 | 82.008 | 49.691 | 0
14.12. | 5 | 868.2719 |  | 743.798 | 0 | 75.978 | 48.4959 | 0
14.12. | 6 | 868.7535 |  | 747.043 | 0 | 72.963 | 48.7475 | 0
14.12. | 7 | 874.0157 |  | 757.229 | 0 | 67.536 | 49.2507 | 0
14.12. | 8 | 912.934 |  | 800.6691 | 0 | 62.511 | 49.7539 | 0
14.12. | 9 | 919.2087 |  | 811.0267 | 0 | 58.491 | 49.691 | 0
14.12. | 10 | 933.4318 |  | 834.2565 | 0 | 49.044 | 50.1313 | 0
14.12. | 11 | 952.0634 |  | 854.5207 | 0 | 47.034 | 50.5087 | 0
14.12. | 12 | 973.5395 |  | 865.7704 | 0 | 56.883 | 50.8861 | 0
14.12. | 13 | 973.0201 |  | 863.643 | 0 | 58.491 | 50.8861 | 0
14.12. | 14 | 932.4201 |  | 828.4331 | 0 | 53.667 | 50.32 | 0
14.12. | 15 | 930.071 |  | 828.4331 | 0 | 51.255 | 50.3829 | 0
14.12. | 16 | 927.8896 |  | 833.7516 | 0 | 43.818 | 50.32 | 0
14.12. | 17 | 927.555 |  | 837.9525 | 0 | 39.597 | 50.0055 | 0
14.12. | 18 | 934.2837 |  | 843.5504 | 0 | 40.602 | 50.1313 | 0
14.12. | 19 | 950.2402 |  | 858.1628 | 0 | 42.009 | 50.0684 | 0
14.12. | 20 | 965.0221 |  | 871.0988 | 0 | 44.421 | 49.5023 | 0
14.12. | 21 | 964.9288 |  | 871.4321 | 0 | 43.617 | 49.8797 | 0
14.12. | 22 | 959.6123 |  | 863.4274 | 0 | 46.431 | 49.7539 | 0
14.12. | 23 | 945.7674 |  | 833.3644 | 0 | 62.712 | 49.691 | 0
14.12. | 24 | 950.8758 |  | 826.9283 | 0 | 74.571 | 49.3765 | 0
15.12. | 1 | 908.1756 |  | 779.3412 | 0 | 79.395 | 49.4394 | 0
15.12. | 2 | 910.8871 |  | 776.6011 | 0 | 85.224 | 49.062 | 0
15.12. | 3 | 907.3224 |  | 775.7629 | 0 | 82.812 | 48.7475 | 0
15.12. | 4 | 901.5668 |  | 771.9052 | 0 | 81.606 | 48.0556 | 0
15.12. | 5 | 900.2051 |  | 770.9592 | 0 | 82.008 | 47.2379 | 0
15.12. | 6 | 905.7831 |  | 773.0327 | 0 | 85.827 | 46.9234 | 0
15.12. | 7 | 916.4017 |  | 778.7384 | 0 | 90.048 | 47.6153 | 0
15.12. | 8 | 966.1417 |  | 816.5168 | 0 | 100.5 | 49.1249 | 0
15.12. | 9 | 986.1463 |  | 828.2175 | 0 | 108.741 | 49.1878 | 0
15.12. | 10 | 986.6011 |  | 827.4431 | 0 | 111.354 | 47.804 | 0
15.12. | 11 | 981.0824 |  | 816.4728 | 0 | 117.183 | 47.4266 | 0
15.12. | 12 | 983.1511 |  | 817.5365 | 0 | 118.188 | 47.4266 | 0
15.12. | 13 | 989.3716 |  | 821.3942 | 0 | 119.796 | 48.1814 | 0
15.12. | 14 | 996.8307 |  | 826.5411 | 0 | 121.605 | 48.6846 | 0
15.12. | 15 | 992.353 |  | 821.4481 | 0 | 122.409 | 48.4959 | 0
15.12. | 16 | 986.7977 |  | 814.561 | 0 | 123.615 | 48.6217 | 0
15.12. | 17 | 992.5579 |  | 825.9724 | 0 | 116.58 | 50.0055 | 0
15.12. | 18 | 987.523 |  | 819.8696 | 0 | 117.585 | 50.0684 | 0
15.12. | 19 | 987.9365 |  | 814.6688 | 0 | 124.017 | 49.2507 | 0
15.12. | 20 | 998.739 |  | 819.3647 | 0 | 129.243 | 50.1313 | 0
15.12. | 21 | 994.8752 |  | 819.0314 | 0 | 126.027 | 49.8168 | 0
15.12. | 22 | 1002.2328 |  | 820.0951 | 0 | 132.258 | 49.8797 | 0
15.12. | 23 | 1009.583 |  | 821.9431 | 0 | 137.886 | 49.7539 | 0
15.12. | 24 | 1002.3152 |  | 815.0021 | 0 | 137.685 | 49.6281 | 0
16.12. | 1 | 959.8737 |  | 769.8218 | 0 | 140.298 | 49.7539 | 0
16.12. | 2 | 941.7363 |  | 759.2486 | 0 | 133.866 | 48.6217 | 0
16.12. | 3 | 942.0577 |  | 757.3467 | 0 | 136.278 | 48.433 | 0
16.12. | 4 | 930.292 |  | 757.0134 | 0 | 125.223 | 48.0556 | 0
16.12. | 5 | 940.8017 |  | 759.4202 | 0 | 133.263 | 48.1185 | 0
16.12. | 6 | 945.8573 |  | 763.3956 | 0 | 134.469 | 47.9927 | 0
16.12. | 7 | 957.9505 |  | 777.6109 | 0 | 131.655 | 48.6846 | 0
16.12. | 8 | 1022.9817 |  | 841.7123 | 0 | 132.459 | 48.8104 | 0
16.12. | 9 | 1058.4126 |  | 852.4571 | 0 | 156.579 | 49.3765 | 0
16.12. | 10 | 1062.101 |  | 852.6287 | 0 | 160.599 | 48.8733 | 0
16.12. | 11 | 1053.4956 |  | 847.2024 | 0 | 157.986 | 48.3072 | 0
16.12. | 12 | 1060.4092 |  | 850.4474 | 0 | 161.403 | 48.5588 | 0
16.12. | 13 | 1059.6965 |  | 852.8003 | 0 | 158.589 | 48.3072 | 0
16.12. | 14 | 1049.0238 |  | 853.5846 | 0 | 147.132 | 48.3072 | 0
16.12. | 15 | 1031.7965 |  | 854.6483 | 0 | 128.841 | 48.3072 | 0
16.12. | 16 | 1013.3495 |  | 859.2903 | 0 | 105.123 | 48.9362 | 0
16.12. | 17 | 999.4668 |  | 862.8686 | 0 | 87.033 | 49.5652 | 0
16.12. | 18 | 1002.03 |  | 869.2508 | 0 | 83.214 | 49.5652 | 0
16.12. | 19 | 992.2745 |  | 873.2262 | 0 | 69.546 | 49.5023 | 0
16.12. | 20 | 989.4368 |  | 879.3829 | 0 | 60.3 | 49.7539 | 0
16.12. | 21 | 978.6435 |  | 877.7604 | 0 | 51.255 | 49.6281 | 0
16.12. | 22 | 968.3547 |  | 878.878 | 0 | 39.597 | 49.8797 | 0
16.12. | 23 | 952.4658 |  | 872.7752 | 0 | 29.748 | 49.9426 | 0
16.12. | 24 | 930.4815 |  | 859.7853 | 0 | 20.502 | 50.1942 | 0
17.12. | 1 | 849.1515 |  | 780.7921 | 0 | 18.291 | 50.0684 | 0
17.12. | 2 | 845.731 |  | 775.2481 | 0 | 20.1 | 50.3829 | 0
17.12. | 3 | 837.053 |  | 768.0277 | 0 | 18.894 | 50.1313 | 0
17.12. | 4 | 830.1133 |  | 765.0082 | 0 | 15.477 | 49.6281 | 0
17.12. | 5 | 824.8483 |  | 763.1602 | 0 | 12.06 | 49.6281 | 0
17.12. | 6 | 818.4581 |  | 756.6702 | 0 | 12.663 | 49.1249 | 0
17.12. | 7 | 827.3568 |  | 763.1063 | 0 | 14.874 | 49.3765 | 0
17.12. | 8 | 901.0031 |  | 834.4281 | 0 | 16.884 | 49.691 | 0
17.12. | 9 | 913.8869 |  | 846.6337 | 0 | 17.688 | 49.5652 | 0
17.12. | 10 | 918.5079 |  | 849.3199 | 0 | 19.497 | 49.691 | 0
17.12. | 11 | 928.8198 |  | 852.0061 | 0 | 26.934 | 49.8797 | 0
17.12. | 12 | 932.4249 |  | 849.9326 | 0 | 32.361 | 50.1313 | 0
17.12. | 13 | 930.3801 |  | 847.0209 | 0 | 33.165 | 50.1942 | 0
17.12. | 14 | 923.8613 |  | 848.8689 | 0 | 24.924 | 50.0684 | 0
17.12. | 15 | 930.4398 |  | 846.7415 | 0 | 33.567 | 50.1313 | 0
17.12. | 16 | 950.5756 |  | 848.3101 | 0 | 52.26 | 50.0055 | 0
17.12. | 17 | 966.971 |  | 854.4668 | 0 | 62.31 | 50.1942 | 0
17.12. | 18 | 990.7688 |  | 862.0205 | 0 | 77.988 | 50.7603 | 0
17.12. | 19 | 997.4356 |  | 866.2753 | 0 | 80.4 | 50.7603 | 0
17.12. | 20 | 1007.2846 |  | 866.2753 | 0 | 90.249 | 50.7603 | 0
17.12. | 21 | 1010.1449 |  | 863.9862 | 0 | 96.279 | 49.8797 | 0
17.12. | 22 | 1017.6416 |  | 863.7068 | 0 | 104.118 | 49.8168 | 0
17.12. | 23 | 1005.9698 |  | 843.4426 | 0 | 112.962 | 49.5652 | 0
17.12. | 24 | 1008.911 |  | 838.6829 | 0 | 120.6 | 49.6281 | 0
18.12. | 1 | 939.3996 |  | 762.6014 | 0 | 127.233 | 49.5652 | 0
18.12. | 2 | 934.7667 |  | 756.4986 | 0 | 128.64 | 49.6281 | 0
18.12. | 3 | 928.2509 |  | 754.3173 | 0 | 124.62 | 49.3136 | 0
18.12. | 4 | 928.8895 |  | 751.5772 | 0 | 128.439 | 48.8733 | 0
18.12. | 5 | 935.4588 |  | 757.229 | 0 | 129.042 | 49.1878 | 0
18.12. | 6 | 937.6718 |  | 754.5428 | 0 | 134.067 | 49.062 | 0
18.12. | 7 | 954.8938 |  | 764.5671 | 0 | 141.705 | 48.6217 | 0
18.12. | 8 | 1040.1817 |  | 837.9085 | 0 | 153.966 | 48.3072 | 0
18.12. | 9 | 1058.2589 |  | 848.8249 | 0 | 161.001 | 48.433 | 0
18.12. | 10 | 1067.4073 |  | 858.9031 | 0 | 160.197 | 48.3072 | 0
18.12. | 11 | 1061.2923 |  | 853.7562 | 0 | 159.795 | 47.7411 | 0
18.12. | 12 | 1056.0305 |  | 852.1876 | 0 | 155.976 | 47.8669 | 0
18.12. | 13 | 1053.7747 |  | 851.8543 | 0 | 154.368 | 47.5524 | 0
18.12. | 14 | 1054.4802 |  | 854.5944 | 0 | 151.956 | 47.9298 | 0
18.12. | 15 | 1035.7914 |  | 853.5307 | 0 | 134.268 | 47.9927 | 0
18.12. | 16 | 1009.892 |  | 858.8492 | 0 | 103.113 | 47.9298 | 0
18.12. | 17 | 990.8718 |  | 862.2658 | 0 | 80.802 | 47.804 | 0
18.12. | 18 | 989.3839 |  | 865.9519 | 0 | 74.37 | 49.062 | 0
18.12. | 19 | 981.7885 |  | 864.6627 | 0 | 67.938 | 49.1878 | 0
18.12. | 20 | 986.3669 |  | 868.6381 | 0 | 68.541 | 49.1878 | 0
18.12. | 21 | 982.6054 |  | 866.7362 | 0 | 66.933 | 48.9362 | 0
18.12. | 22 | 988.7874 |  | 867.4666 | 0 | 72.762 | 48.5588 | 0
18.12. | 23 | 982.3584 |  | 863.4373 | 0 | 70.551 | 48.3701 | 0
18.12. | 24 | 994.3913 |  | 865.0059 | 0 | 81.204 | 48.1814 | 0
19.12. | 1 | 907.9662 |  | 770.616 | 0 | 89.043 | 48.3072 | 0
19.12. | 2 | 916.705 |  | 767.5327 | 0 | 100.299 | 48.8733 | 0
19.12. | 3 | 922.2848 |  | 762.6113 | 0 | 111.555 | 48.1185 | 0
19.12. | 4 | 919.4273 |  | 756.5624 | 0 | 114.369 | 48.4959 | 0
19.12. | 5 | 922.7702 |  | 756.1752 | 0 | 118.791 | 47.804 | 0
19.12. | 6 | 920.7697 |  | 753.6606 | 0 | 119.997 | 47.1121 | 0
19.12. | 7 | 925.5939 |  | 757.9693 | 0 | 120.198 | 47.4266 | 0
19.12. | 8 | 979.9961 |  | 811.5415 | 0 | 120.399 | 48.0556 | 0
19.12. | 9 | 995.4028 |  | 824.3598 | 0 | 122.61 | 48.433 | 0
19.12. | 10 | 993.9915 |  | 834.1047 | 0 | 111.957 | 47.9298 | 0
19.12. | 11 | 987.6826 |  | 843.3986 | 0 | 96.48 | 47.804 | 0
19.12. | 12 | 973.5432 |  | 841.8839 | 0 | 83.415 | 48.2443 | 0
19.12. | 13 | 976.9584 |  | 848.8788 | 0 | 79.395 | 48.6846 | 0
19.12. | 14 | 935.8619 |  | 811.0366 | 0 | 76.581 | 48.2443 | 0
19.12. | 15 | 922.5671 |  | 800.0663 | 0 | 74.571 | 47.9298 | 0
19.12. | 16 | 907.3867 |  | 792.6743 | 0 | 66.531 | 48.1814 | 0
19.12. | 17 | 900.7286 |  | 791.5567 | 0 | 61.305 | 47.8669 | 0
19.12. | 18 | 901.8888 |  | 792.5665 | 0 | 61.707 | 47.6153 | 0
19.12. | 19 | 917.4861 |  | 810.1984 | 0 | 59.295 | 47.9927 | 0
19.12. | 20 | 928.1775 |  | 822.0069 | 0 | 57.486 | 48.6846 | 0
19.12. | 21 | 924.126 |  | 810.6934 | 0 | 64.119 | 49.3136 | 0
19.12. | 22 | 921.1794 |  | 813.5512 | 0 | 58.692 | 48.9362 | 0
19.12. | 23 | 906.0769 |  | 796.8653 | 0 | 59.898 | 49.3136 | 0
19.12. | 24 | 899.4502 |  | 784.4342 | 0 | 65.325 | 49.691 | 0
20.12. | 1 | 855.1766 |  | 735.4501 | 0 | 70.35 | 49.3765 | 0
20.12. | 2 | 848.1066 |  | 728.2297 | 0 | 70.752 | 49.1249 | 0
20.12. | 3 | 840.6263 |  | 726.4895 | 0 | 64.32 | 49.8168 | 0
20.12. | 4 | 838.9374 |  | 730.1756 | 0 | 57.687 | 51.0748 | 0
20.12. | 5 | 839.6578 |  | 732.303 | 0 | 56.28 | 51.0748 | 0
20.12. | 6 | 829.7738 |  | 725.0826 | 0 | 53.868 | 50.8232 | 0
20.12. | 7 | 829.4088 |  | 729.6168 | 0 | 48.843 | 50.949 | 0
20.12. | 8 | 862.4827 |  | 773.7334 | 0 | 37.989 | 50.7603 | 0
20.12. | 9 | 867.3387 |  | 784.9831 | 0 | 31.155 | 51.2006 | 0
20.12. | 10 | 864.8916 |  | 786.4439 | 0 | 27.939 | 50.5087 | 0
20.12. | 11 | 859.5231 |  | 783.1989 | 0 | 26.13 | 50.1942 | 0
20.12. | 12 | 859.3679 |  | 782.1891 | 0 | 26.733 | 50.4458 | 0
20.12. | 13 | 859.1338 |  | 780.9637 | 0 | 28.542 | 49.6281 | 0
20.12. | 14 | 860.956 |  | 778.6647 | 0 | 32.16 | 50.1313 | 0
20.12. | 15 | 859.112 |  | 771.4443 | 0 | 37.788 | 49.8797 | 0
20.12. | 16 | 855.1893 |  | 765.7386 | 0 | 40.2 | 49.2507 | 0
20.12. | 17 | 863.9347 |  | 777.1599 | 0 | 37.587 | 49.1878 | 0
20.12. | 18 | 874.9046 |  | 781.9097 | 0 | 42.612 | 50.3829 | 0
20.12. | 19 | 882.7177 |  | 786.4439 | 0 | 45.828 | 50.4458 | 0
20.12. | 20 | 884.9309 |  | 788.0664 | 0 | 46.23 | 50.6345 | 0
20.12. | 21 | 886.1128 |  | 785.6057 | 0 | 50.25 | 50.2571 | 0
20.12. | 22 | 888.527 |  | 787.2282 | 0 | 50.853 | 50.4458 | 0
20.12. | 23 | 898.1971 |  | 792.3751 | 0 | 54.873 | 50.949 | 0
20.12. | 24 | 903.2373 |  | 787.3899 | 0 | 64.521 | 51.3264 | 0
21.12. | 1 | 847.7259 |  | 729.3913 | 0 | 67.134 | 51.2006 | 0
21.12. | 2 | 845.5105 |  | 726.1463 | 0 | 68.541 | 50.8232 | 0
21.12. | 3 | 848.5404 |  | 725.5336 | 0 | 72.561 | 50.4458 | 0
21.12. | 4 | 855.1475 |  | 730.0678 | 0 | 74.571 | 50.5087 | 0
21.12. | 5 | 856.0234 |  | 728.8325 | 0 | 76.179 | 51.0119 | 0
21.12. | 6 | 852.1584 |  | 725.5336 | 0 | 76.179 | 50.4458 | 0
21.12. | 7 | 853.4191 |  | 731.9697 | 0 | 70.752 | 50.6974 | 0
21.12. | 8 | 893.0051 |  | 768.4149 | 0 | 73.767 | 50.8232 | 0
21.12. | 9 | 900.9682 |  | 776.3657 | 0 | 73.968 | 50.6345 | 0
21.12. | 10 | 914.1092 |  | 792.385 | 0 | 72.159 | 49.5652 | 0
21.12. | 11 | 934.3894 |  | 814.0462 | 0 | 70.149 | 50.1942 | 0
21.12. | 12 | 934.8028 |  | 818.7421 | 0 | 64.923 | 51.1377 | 0
21.12. | 13 | 926.9755 |  | 817.85 | 0 | 58.491 | 50.6345 | 0
21.12. | 14 | 899.8872 |  | 791.6546 | 0 | 58.29 | 49.9426 | 0
21.12. | 15 | 883.6959 |  | 782.4245 | 0 | 52.461 | 48.8104 | 0
21.12. | 16 | 880.6831 |  | 784.047 | 0 | 47.637 | 48.9991 | 0
21.12. | 17 | 887.3384 |  | 793.5026 | 0 | 44.019 | 49.8168 | 0
21.12. | 18 | 889.6083 |  | 798.875 | 0 | 40.602 | 50.1313 | 0
21.12. | 19 | 894.8614 |  | 806.9435 | 0 | 38.793 | 49.1249 | 0
21.12. | 20 | 908.6917 |  | 822.3941 | 0 | 36.984 | 49.3136 | 0
21.12. | 21 | 910.3111 |  | 827.09 | 0 | 32.964 | 50.2571 | 0
21.12. | 22 | 914.839 |  | 834.4182 | 0 | 29.346 | 51.0748 | 0
21.12. | 23 | 895.0655 |  | 817.1196 | 0 | 26.934 | 51.0119 | 0
21.12. | 24 | 887.0049 |  | 810.5658 | 0 | 24.924 | 51.5151 | 0
22.12. | 1 | 839.1416 |  | 762.9787 | 0 | 24.522 | 51.6409 | 0
22.12. | 2 | 831.4676 |  | 757.1014 | 0 | 22.914 | 51.4522 | 0
22.12. | 3 | 833.5124 |  | 760.0131 | 0 | 22.11 | 51.3893 | 0
22.12. | 4 | 837.1045 |  | 764.5473 | 0 | 21.105 | 51.4522 | 0
22.12. | 5 | 834.1731 |  | 762.4199 | 0 | 20.301 | 51.4522 | 0
22.12. | 6 | 837.8249 |  | 766.6747 | 0 | 19.698 | 51.4522 | 0
22.12. | 7 | 835.6724 |  | 763.4297 | 0 | 21.105 | 51.1377 | 0
22.12. | 8 | 879.7729 |  | 805.1934 | 0 | 23.316 | 51.2635 | 0
22.12. | 9 | 884.5566 |  | 809.061 | 0 | 24.924 | 50.5716 | 0
22.12. | 10 | 876.3142 |  | 801.7867 | 0 | 24.522 | 50.0055 | 0
22.12. | 11 | 856.7763 |  | 783.0911 | 0 | 24.12 | 49.5652 | 0
22.12. | 12 | 849.7998 |  | 779.8461 | 0 | 20.703 | 49.2507 | 0
22.12. | 13 | 850.05 |  | 783.4244 | 0 | 16.683 | 49.9426 | 0
22.12. | 14 | 849.8863 |  | 783.5861 | 0 | 15.477 | 50.8232 | 0
22.12. | 15 | 848.2554 |  | 784.091 | 0 | 13.467 | 50.6974 | 0
22.12. | 16 | 849.1681 |  | 783.0812 | 0 | 15.075 | 51.0119 | 0
22.12. | 17 | 851.6985 |  | 783.8655 | 0 | 16.884 | 50.949 | 0
22.12. | 18 | 858.426 |  | 786.4978 | 0 | 21.105 | 50.8232 | 0
22.12. | 19 | 866.4262 |  | 790.3016 | 0 | 24.924 | 51.2006 | 0
22.12. | 20 | 869.6673 |  | 791.4192 | 0 | 26.733 | 51.5151 | 0
22.12. | 21 | 869.8357 |  | 790.13 | 0 | 27.939 | 51.7667 | 0
22.12. | 22 | 873.0788 |  | 788.5614 | 0 | 32.562 | 51.9554 | 0
22.12. | 23 | 878.8327 |  | 789.5173 | 0 | 37.989 | 51.3264 | 0
22.12. | 24 | 890.2899 |  | 793.826 | 0 | 44.823 | 51.6409 | 0
23.12. | 1 | 849.3248 |  | 750.1604 | 0 | 47.838 | 51.3264 | 0
23.12. | 2 | 848.1524 |  | 750.1065 | 0 | 47.034 | 51.0119 | 0
23.12. | 3 | 845.5163 |  | 746.3027 | 0 | 48.642 | 50.5716 | 0
23.12. | 4 | 849.6895 |  | 749.9987 | 0 | 49.245 | 50.4458 | 0
23.12. | 5 | 854.6182 |  | 754.3613 | 0 | 49.245 | 51.0119 | 0
23.12. | 6 | 853.2339 |  | 749.5477 | 0 | 52.863 | 50.8232 | 0
23.12. | 7 | 869.3355 |  | 754.7584 | 0 | 64.32 | 50.2571 | 0
23.12. | 8 | 942.2689 |  | 814.4873 | 0 | 76.581 | 51.2006 | 0
23.12. | 9 | 957.5854 |  | 824.5655 | 0 | 82.008 | 51.0119 | 0
23.12. | 10 | 957.2878 |  | 833.3006 | 0 | 73.164 | 50.8232 | 0
23.12. | 11 | 950.3232 |  | 833.4722 | 0 | 66.531 | 50.32 | 0
23.12. | 12 | 939.2312 |  | 828.938 | 0 | 60.099 | 50.1942 | 0
23.12. | 13 | 946.6336 |  | 830.335 | 0 | 65.727 | 50.5716 | 0
23.12. | 14 | 935.3438 |  | 826.0802 | 0 | 58.692 | 50.5716 | 0
23.12. | 15 | 908.7557 |  | 812.3698 | 0 | 46.632 | 49.7539 | 0
23.12. | 16 | 904.1483 |  | 816.002 | 0 | 37.386 | 50.7603 | 0
23.12. | 17 | 902.7025 |  | 818.4627 | 0 | 33.165 | 51.0748 | 0
23.12. | 18 | 901.7204 |  | 817.9578 | 0 | 32.562 | 51.2006 | 0
23.12. | 19 | 905.7635 |  | 821.7616 | 0 | 32.361 | 51.6409 | 0
23.12. | 20 | 921.8081 |  | 828.8104 | 0 | 40.602 | 52.3957 | 0
23.12. | 21 | 918.8277 |  | 827.4134 | 0 | 39.396 | 52.0183 | 0
23.12. | 22 | 903.4622 |  | 818.0656 | 0 | 33.567 | 51.8296 | 0
23.12. | 23 | 898.7427 |  | 818.1195 | 0 | 28.542 | 52.0812 | 0
23.12. | 24 | 897.7658 |  | 815.2078 | 0 | 30.351 | 52.207 | 0
24.12. | 1 | 831.8525 |  | 746.4545 | 0 | 32.562 | 52.836 | 0
24.12. | 2 | 830.7637 |  | 744.2732 | 0 | 33.969 | 52.5215 | 0
24.12. | 3 | 829.3216 |  | 745.734 | 0 | 31.758 | 51.8296 | 0
24.12. | 4 | 824.8974 |  | 744.1115 | 0 | 29.145 | 51.6409 | 0
24.12. | 5 | 816.6626 |  | 740.3616 | 0 | 24.723 | 51.578 | 0
24.12. | 6 | 812.8862 |  | 739.0724 | 0 | 22.11 | 51.7038 | 0
24.12. | 7 | 814.7822 |  | 741.5331 | 0 | 21.105 | 52.1441 | 0
24.12. | 8 | 879.3139 |  | 807.0315 | 0 | 19.698 | 52.5844 | 0
24.12. | 9 | 887.7606 |  | 815.5411 | 0 | 19.698 | 52.5215 | 0
24.12. | 10 | 891.2992 |  | 816.6048 | 0 | 22.11 | 52.5844 | 0
24.12. | 11 | 893.1669 |  | 817.6685 | 0 | 22.914 | 52.5844 | 0
24.12. | 12 | 891.9012 |  | 817.9479 | 0 | 21.306 | 52.6473 | 0
24.12. | 13 | 892.5303 |  | 817.7224 | 0 | 21.909 | 52.8989 | 0
24.12. | 14 | 889.9967 |  | 816.6587 | 0 | 20.502 | 52.836 | 0
24.12. | 15 | 887.127 |  | 811.5657 | 0 | 22.914 | 52.6473 | 0
24.12. | 16 | 891.2316 |  | 808.0952 | 0 | 30.552 | 52.5844 | 0
24.12. | 17 | 899.5064 |  | 812.35 | 0 | 34.572 | 52.5844 | 0
24.12. | 18 | 893.5675 |  | 810.3942 | 0 | 31.155 | 52.0183 | 0
24.12. | 19 | 891.9257 |  | 806.1394 | 0 | 33.768 | 52.0183 | 0
24.12. | 20 | 893.2987 |  | 797.5759 | 0 | 44.019 | 51.7038 | 0
24.12. | 21 | 901.082 |  | 792.4829 | 0 | 57.084 | 51.5151 | 0
24.12. | 22 | 899.7041 |  | 788.2281 | 0 | 59.898 | 51.578 | 0
24.12. | 23 | 899.0882 |  | 786.1546 | 0 | 61.104 | 51.8296 | 0
24.12. | 24 | 897.5519 |  | 780.6106 | 0 | 64.923 | 52.0183 | 0
25.12. | 1 | 852.4427 |  | 728.9942 | 0 | 71.556 | 51.8925 | 0
25.12. | 2 | 853.4855 |  | 727.8766 | 0 | 73.968 | 51.6409 | 0
25.12. | 3 | 862.3482 |  | 728.4354 | 0 | 82.209 | 51.7038 | 0
25.12. | 4 | 867.0938 |  | 728.156 | 0 | 87.234 | 51.7038 | 0
25.12. | 5 | 867.3284 |  | 728.1021 | 0 | 87.837 | 51.3893 | 0
25.12. | 6 | 867.8247 |  | 726.4257 | 0 | 90.45 | 50.949 | 0
25.12. | 7 | 869.5752 |  | 729.6707 | 0 | 88.641 | 51.2635 | 0
25.12. | 8 | 866.2388 |  | 731.5726 | 0 | 83.214 | 51.4522 | 0
25.12. | 9 | 855.5609 |  | 734.7637 | 0 | 69.345 | 51.4522 | 0
25.12. | 10 | 842.1765 |  | 733.9794 | 0 | 56.682 | 51.5151 | 0
25.12. | 11 | 824.5261 |  | 728.5531 | 0 | 45.024 | 50.949 | 0
25.12. | 12 | 806.8737 |  | 725.813 | 0 | 30.552 | 50.5087 | 0
25.12. | 13 | 786.7387 |  | 718.5926 | 0 | 17.889 | 50.2571 | 0
25.12. | 14 | 780.2619 |  | 718.2593 | 0 | 12.06 | 49.9426 | 0
25.12. | 15 | 782.0637 |  | 723.3523 | 0 | 8.643 | 50.0684 | 0
25.12. | 16 | 779.6895 |  | 722.2347 | 0 | 7.638 | 49.8168 | 0
25.12. | 17 | 779.3211 |  | 722.1808 | 0 | 7.638 | 49.5023 | 0
25.12. | 18 | 780.2099 |  | 723.019 | 0 | 7.437 | 49.7539 | 0
25.12. | 19 | 780.5751 |  | 722.7935 | 0 | 7.839 | 49.9426 | 0
25.12. | 20 | 780.4828 |  | 721.7837 | 0 | 8.442 | 50.2571 | 0
25.12. | 21 | 785.6849 |  | 723.6317 | 0 | 11.859 | 50.1942 | 0
25.12. | 22 | 794.1259 |  | 724.9748 | 0 | 18.894 | 50.2571 | 0
25.12. | 23 | 808.927 |  | 727.5532 | 0 | 31.557 | 49.8168 | 0
25.12. | 24 | 819.1434 |  | 728.9502 | 0 | 39.999 | 50.1942 | 0
26.12. | 1 | 821.6607 |  | 723.3523 | 0 | 48.24 | 50.0684 | 0
26.12. | 2 | 818.4584 |  | 719.774 | 0 | 49.245 | 49.4394 | 0
26.12. | 3 | 817.9748 |  | 719.2152 | 0 | 49.446 | 49.3136 | 0
26.12. | 4 | 820.1848 |  | 720.5583 | 0 | 50.25 | 49.3765 | 0
26.12. | 5 | 819.3808 |  | 720.5583 | 0 | 49.446 | 49.3765 | 0
26.12. | 6 | 812.9941 |  | 719.6123 | 0 | 44.823 | 48.5588 | 0
26.12. | 7 | 816.3255 |  | 724.4259 | 0 | 43.215 | 48.6846 | 0
26.12. | 8 | 856.5819 |  | 765.072 | 0 | 43.014 | 48.4959 | 0
26.12. | 9 | 861.3875 |  | 769.7778 | 0 | 43.617 | 47.9927 | 0
26.12. | 10 | 875.3959 |  | 785.7333 | 0 | 41.607 | 48.0556 | 0
26.12. | 11 | 877.2364 |  | 797.0468 | 0 | 32.763 | 47.4266 | 0
26.12. | 12 | 874.6781 |  | 803.4829 | 0 | 23.517 | 47.6782 | 0
26.12. | 13 | 881.2822 |  | 812.0464 | 0 | 21.306 | 47.9298 | 0
26.12. | 14 | 852.963 |  | 789.0421 | 0 | 16.683 | 47.2379 | 0
26.12. | 15 | 852.0908 |  | 790.493 | 0 | 13.668 | 47.9298 | 0
26.12. | 16 | 861.7611 |  | 799.9486 | 0 | 13.065 | 48.7475 | 0
26.12. | 17 | 866.9361 |  | 803.3652 | 0 | 15.075 | 48.4959 | 0
26.12. | 18 | 866.406 |  | 800.7868 | 0 | 16.683 | 48.9362 | 0
26.12. | 19 | 873.6487 |  | 806.6102 | 0 | 18.291 | 48.7475 | 0
26.12. | 20 | 877.751 |  | 810.1984 | 0 | 19.497 | 48.0556 | 0
26.12. | 21 | 882.4434 |  | 811.7131 | 0 | 23.115 | 47.6153 | 0
26.12. | 22 | 882.2556 |  | 809.4141 | 0 | 24.723 | 48.1185 | 0
26.12. | 23 | 868.8939 |  | 794.1791 | 0 | 25.527 | 49.1878 | 0
26.12. | 24 | 859.1751 |  | 785.3901 | 0 | 24.723 | 49.062 | 0
27.12. | 1 | 811.3683 |  | 737.2442 | 0 | 25.125 | 48.9991 | 0
27.12. | 2 | 808.9332 |  | 733.4404 | 0 | 26.934 | 48.5588 | 0
27.12. | 3 | 810.4805 |  | 735.0629 | 0 | 26.733 | 48.6846 | 0
27.12. | 4 | 806.1048 |  | 732.7738 | 0 | 25.527 | 47.804 | 0
27.12. | 5 | 806.1752 |  | 732.9454 | 0 | 25.929 | 47.3008 | 0
27.12. | 6 | 800.2154 |  | 728.8083 | 0 | 24.924 | 46.4831 | 0
27.12. | 7 | 803.0361 |  | 734.6317 | 0 | 22.11 | 46.2944 | 0
27.12. | 8 | 846.899 |  | 780.4786 | 0 | 19.497 | 46.9234 | 0
27.12. | 9 | 850.4652 |  | 789.547 | 0 | 13.869 | 47.0492 | 0
27.12. | 10 | 852.0734 |  | 793.8557 | 0 | 10.854 | 47.3637 | 0
27.12. | 11 | 849.9472 |  | 794.6939 | 0 | 7.638 | 47.6153 | 0
27.12. | 12 | 848.7315 |  | 792.8998 | 0 | 7.839 | 47.9927 | 0
27.12. | 13 | 851.5818 |  | 794.4046 | 0 | 8.241 | 48.9362 | 0
27.12. | 14 | 849.8932 |  | 792.5027 | 0 | 8.643 | 48.7475 | 0
27.12. | 15 | 842.8451 |  | 786.1205 | 0 | 8.04 | 48.6846 | 0
27.12. | 16 | 839.653 |  | 784.2725 | 0 | 6.633 | 48.7475 | 0
27.12. | 17 | 849.6315 |  | 794.1252 | 0 | 6.633 | 48.8733 | 0
27.12. | 18 | 852.5619 |  | 797.5957 | 0 | 6.03 | 48.9362 | 0
27.12. | 19 | 861.5944 |  | 804.1396 | 0 | 7.638 | 49.8168 | 0
27.12. | 20 | 861.5128 |  | 803.5808 | 0 | 8.241 | 49.691 | 0
27.12. | 21 | 864.8681 |  | 806.5464 | 0 | 8.442 | 49.8797 | 0
27.12. | 22 | 856.8538 |  | 797.7035 | 0 | 9.648 | 49.5023 | 0
27.12. | 23 | 854.7749 |  | 794.9095 | 0 | 11.055 | 48.8104 | 0
27.12. | 24 | 851.0383 |  | 789.8165 | 0 | 12.663 | 48.5588 | 0
28.12. | 1 | 802.2636 |  | 737.5236 | 0 | 15.678 | 49.062 | 0
28.12. | 2 | 793.9351 |  | 725.4896 | 0 | 19.698 | 48.7475 | 0
28.12. | 3 | 801.5343 |  | 727.9503 | 0 | 24.522 | 49.062 | 0
28.12. | 4 | 806.7864 |  | 727.7248 | 0 | 29.748 | 49.3136 | 0
28.12. | 5 | 812.8164 |  | 727.7248 | 0 | 35.778 | 49.3136 | 0
28.12. | 6 | 821.78 |  | 731.4747 | 0 | 40.803 | 49.5023 | 0
28.12. | 7 | 833.3611 |  | 739.4255 | 0 | 44.622 | 49.3136 | 0
28.12. | 8 | 881.0642 |  | 781.8657 | 0 | 50.451 | 48.7475 | 0
28.12. | 9 | 896.9123 |  | 793.1154 | 0 | 54.672 | 49.1249 | 0
28.12. | 10 | 925.5302 |  | 819.0314 | 0 | 56.682 | 49.8168 | 0
28.12. | 11 | 935.3361 |  | 831.237 | 0 | 54.471 | 49.6281 | 0
28.12. | 12 | 929.2014 |  | 826.8744 | 0 | 53.265 | 49.062 | 0
28.12. | 13 | 930.6681 |  | 826.595 | 0 | 55.074 | 48.9991 | 0
28.12. | 14 | 903.9604 |  | 799.4976 | 0 | 55.275 | 49.1878 | 0
28.12. | 15 | 908.815 |  | 803.473 | 0 | 56.28 | 49.062 | 0
28.12. | 16 | 918.3468 |  | 804.3112 | 0 | 64.722 | 49.3136 | 0
28.12. | 17 | 927.1455 |  | 805.2572 | 0 | 71.757 | 50.1313 | 0
28.12. | 18 | 930.0237 |  | 799.5416 | 0 | 79.596 | 50.8861 | 0
28.12. | 19 | 947.9209 |  | 802.7426 | 0 | 95.676 | 49.5023 | 0
28.12. | 20 | 966.1225 |  | 817.2373 | 0 | 98.691 | 50.1942 | 0
28.12. | 21 | 966.418 |  | 819.8696 | 0 | 96.48 | 50.0684 | 0
28.12. | 22 | 963.1087 |  | 820.2029 | 0 | 92.46 | 50.4458 | 0
28.12. | 23 | 937.7202 |  | 796.2966 | 0 | 90.852 | 50.5716 | 0
28.12. | 24 | 935.4408 |  | 793.4388 | 0 | 91.053 | 50.949 | 0
29.12. | 1 | 902.2313 |  | 756.2093 | 0 | 95.073 | 50.949 | 0
29.12. | 2 | 903.2349 |  | 748.935 | 0 | 103.917 | 50.3829 | 0
29.12. | 3 | 911.148 |  | 749.3222 | 0 | 110.751 | 51.0748 | 0
29.12. | 4 | 925.8115 |  | 751.8368 | 0 | 122.208 | 51.7667 | 0
29.12. | 5 | 935.765 |  | 751.8907 | 0 | 131.856 | 52.0183 | 0
29.12. | 6 | 941.0833 |  | 752.9005 | 0 | 136.479 | 51.7038 | 0
29.12. | 7 | 947.5304 |  | 756.5965 | 0 | 139.293 | 51.6409 | 0
29.12. | 8 | 983.4574 |  | 793.8799 | 0 | 137.685 | 51.8925 | 0
29.12. | 9 | 974.8492 |  | 796.7916 | 0 | 126.228 | 51.8296 | 0
29.12. | 10 | 966.0246 |  | 800.3798 | 0 | 114.57 | 51.0748 | 0
29.12. | 11 | 956.7082 |  | 800.2082 | 0 | 104.922 | 51.578 | 0
29.12. | 12 | 949.0617 |  | 801.3797 | 0 | 95.475 | 52.207 | 0
29.12. | 13 | 941.8498 |  | 803.8404 | 0 | 85.425 | 52.5844 | 0
29.12. | 14 | 928.5154 |  | 800.9826 | 0 | 74.571 | 52.9618 | 0
29.12. | 15 | 926.0793 |  | 798.5219 | 0 | 74.973 | 52.5844 | 0
29.12. | 16 | 926.2206 |  | 798.8013 | 0 | 74.772 | 52.6473 | 0
29.12. | 17 | 925.9002 |  | 799.3601 | 0 | 73.767 | 52.7731 | 0
29.12. | 18 | 946.4012 |  | 800.7032 | 0 | 92.862 | 52.836 | 0
29.12. | 19 | 954.9875 |  | 796.9533 | 0 | 105.324 | 52.7102 | 0
29.12. | 20 | 966.8738 |  | 799.6934 | 0 | 113.967 | 53.2134 | 0
29.12. | 21 | 980.905 |  | 802.1541 | 0 | 125.223 | 53.5279 | 0
29.12. | 22 | 991.6754 |  | 804.2815 | 0 | 133.866 | 53.5279 | 0
29.12. | 23 | 988.1853 |  | 802.5512 | 0 | 132.861 | 52.7731 | 0
29.12. | 24 | 988.6624 |  | 801.5953 | 0 | 133.665 | 53.4021 | 0
30.12. | 1 | 947.8261 |  | 764.753 | 0 | 129.042 | 54.0311 | 0
30.12. | 2 | 933.584 |  | 756.1895 | 0 | 123.615 | 53.7795 | 0
30.12. | 3 | 924.9649 |  | 754.3415 | 0 | 116.781 | 53.8424 | 0
30.12. | 4 | 922.1248 |  | 754.567 | 0 | 113.967 | 53.5908 | 0
30.12. | 5 | 920.2081 |  | 754.2337 | 0 | 112.761 | 53.2134 | 0
30.12. | 6 | 923.3405 |  | 756.3611 | 0 | 113.766 | 53.2134 | 0
30.12. | 7 | 930.7297 |  | 760.0571 | 0 | 117.585 | 53.0876 | 0
30.12. | 8 | 993.1465 |  | 816.8842 | 0 | 123.615 | 52.6473 | 0
30.12. | 9 | 1003.9855 |  | 826.1781 | 0 | 125.223 | 52.5844 | 0
30.12. | 10 | 1001.4302 |  | 828.5849 | 0 | 120.198 | 52.6473 | 0
30.12. | 11 | 989.4364 |  | 829.8202 | 0 | 107.535 | 52.0812 | 0
30.12. | 12 | 976.6214 |  | 829.0898 | 0 | 95.073 | 52.4586 | 0
30.12. | 13 | 964.9047 |  | 828.0261 | 0 | 84.42 | 52.4586 | 0
30.12. | 14 | 957.5505 |  | 831.5505 | 0 | 73.164 | 52.836 | 0
30.12. | 15 | 948.0217 |  | 826.683 | 0 | 68.943 | 52.3957 | 0
30.12. | 16 | 950.5563 |  | 826.4036 | 0 | 71.757 | 52.3957 | 0
30.12. | 17 | 964.042 |  | 826.9624 | 0 | 84.621 | 52.4586 | 0
30.12. | 18 | 980.4195 |  | 826.9085 | 0 | 101.304 | 52.207 | 0
30.12. | 19 | 995.3395 |  | 830.2074 | 0 | 112.359 | 52.7731 | 0
30.12. | 20 | 1003.1429 |  | 832.9475 | 0 | 116.982 | 53.2134 | 0
30.12. | 21 | 1008.1689 |  | 831.6044 | 0 | 123.414 | 53.1505 | 0
30.12. | 22 | 1004.292 |  | 824.8889 | 0 | 126.63 | 52.7731 | 0
30.12. | 23 | 1013.7133 |  | 833.7318 | 0 | 126.831 | 53.1505 | 0
30.12. | 24 | 1004.5422 |  | 828.4672 | 0 | 122.61 | 53.465 | 0
31.12. | 1 | 926.8174 |  | 760.3904 | 0 | 112.962 | 53.465 | 0
31.12. | 2 | 918.5874 |  | 756.4689 | 0 | 108.339 | 53.7795 | 0
31.12. | 3 | 914.201 |  | 753.7288 | 0 | 107.133 | 53.3392 | 0
31.12. | 4 | 907.6038 |  | 755.2974 | 0 | 99.093 | 53.2134 | 0
31.12. | 5 | 904.9754 |  | 755.9739 | 0 | 96.48 | 52.5215 | 0
31.12. | 6 | 906.2107 |  | 756.0278 | 0 | 97.284 | 52.8989 | 0
31.12. | 7 | 906.6682 |  | 756.8121 | 0 | 97.083 | 52.7731 | 0
31.12. | 8 | 960.9997 |  | 814.5852 | 0 | 93.264 | 53.1505 | 0
31.12. | 9 | 963.8955 |  | 819.4527 | 0 | 90.852 | 53.5908 | 0
31.12. | 10 | 968.0523 |  | 825.1683 | 0 | 90.048 | 52.836 | 0
31.12. | 11 | 954.9057 |  | 824.6095 | 0 | 77.586 | 52.7102 | 0
31.12. | 12 | 940.1971 |  | 827.3496 | 0 | 59.697 | 53.1505 | 0
31.12. | 13 | 922.4158 |  | 827.6829 | 0 | 41.205 | 53.5279 | 0
31.12. | 14 | 911.5608 |  | 829.026 | 0 | 28.944 | 53.5908 | 0
31.12. | 15 | 898.5217 |  | 824.4918 | 0 | 20.502 | 53.5279 | 0
31.12. | 16 | 890.3957 |  | 820.688 | 0 | 16.683 | 53.0247 | 0
31.12. | 17 | 889.9382 |  | 819.9037 | 0 | 16.884 | 53.1505 | 0
31.12. | 18 | 891.0614 |  | 816.3793 | 0 | 21.909 | 52.7731 | 0
31.12. | 19 | 894.7023 |  | 815.8744 | 0 | 25.929 | 52.8989 | 0
31.12. | 20 | 892.7321 |  | 812.0706 | 0 | 28.14 | 52.5215 | 0
31.12. | 21 | 891.2652 |  | 808.0413 | 0 | 30.954 | 52.2699 | 0
31.12. | 22 | 885.4375 |  | 802.3257 | 0 | 30.15 | 52.9618 | 0
31.12. | 23 | 879.5279 |  | 800.4238 | 0 | 26.331 | 52.7731 | 0
31.12. | 24 | 871.3399 |  | 794.321 | 0 | 24.12 | 52.8989 | 0