## Thermal
ENTSO-E Market Modelling Database: Thermal generation
Country:
Market Node: | ES00
Year:
Climate year
Scenario
Fuel & Plant type |  | Net generating capacity (MW) | Number of units | Number of biofuel units | Biofuel usage [%] | MUST RUN OBLIGATIONS | [13 empty] | Daily limitation in MWh (optional) | [11 empty] | Unavailability |  |  | Min stable power (% of max power) | Ramp up rate(MW/h) | Ramp down rate (MW/h) | fixed generation reduction (% of max power output) | Median Start-up fuel name | Custom biofuel price (EUR/Net GJ) | Maximum number of units on maintenance
[32 empty] | Forced outage (annual rate) | Planned outage | Planned outage
[33 empty] | annual rate | winter
[7 empty] | Jan | Feb | Mar | April | May | June | July | Aug | Sept | Oct | Nov | Dec | causes (e.g technical, subsidies, environmental, grid constraints... | Jan | Feb | Mar | April | May | June | July | Aug | Sept | Oct | Nov | Dec | % | number of days | minimum % of annual number of days
Nuclear |  | 0 | 0 | 0 | 0 | number of must run units | 0 | 0 | 0 | 0 | 0 | 0 | 0 | 0 | 0 | 0 | 0 | 0 | [13 empty] | 5 | 54 | 15 |  |  |  | 0 | 0 |  | 0
[6 empty] | % of installed capacity | 0 | 0 | 0 | 0 | 0 | 0 | 0 | 0 | 0 | 0 | 0 | 0
Hard coal | old 1 | 0 | 0 | 0 | 0 | number of must run units | 0 | 0 | 0 | 0 | 0 | 0 | 0 | 0 | 0 | 0 | 0 | 0 | [13 empty] | 10 | 27 | 15 |  |  |  | 0 | 0 |  | 0
[6 empty] | % of installed capacity | 0 | 0 | 0 | 0 | 0 | 0 | 0 | 0 | 0 | 0 | 0 | 0
| old 2 | 0 | 0 | 0 | 0 | number of must run units | 0 | 0 | 0 | 0 | 0 | 0 | 0 | 0 | 0 | 0 | 0 | 0 | [13 empty] | 10 | 27 | 15 |  |  |  | 0 | 0 |  | 0
[6 empty] | % of installed capacity | 0 | 0 | 0 | 0 | 0 | 0 | 0 | 0 | 0 | 0 | 0 | 0
| new | 0 | 0 | 0 | 0 | number of must run units | 0 | 0 | 0 | 0 | 0 | 0 | 0 | 0 | 0 | 0 | 0 | 0 | [13 empty] | 7.5 | 27 | 15 |  |  |  | 0 | 0 |  | 0
[6 empty] | % of installed capacity | 0 | 0 | 0 | 0 | 0 | 0 | 0 | 0 | 0 | 0 | 0 | 0
| CCS | 0 | 0 | 0 | 0 | number of must run units | 0 | 0 | 0 | 0 | 0 | 0 | 0 | 0 | 0 | 0 | 0 | 0 | [13 empty] | 7.5 | 27 | 15 |  |  |  | 0 | 0 |  | 0
[6 empty] | % of installed capacity | 0 | 0 | 0 | 0 | 0 | 0 | 0 | 0 | 0 | 0 | 0 | 0
Lignite | old 1 | 0 | 0 | 0 | 0 | number of must run units | 0 | 0 | 0 | 0 | 0 | 0 | 0 | 0 | 0 | 0 | 0 | 0 | [13 empty] | 10 | 27 | 15 |  |  |  | 0 | 0 |  | 0
[6 empty] | % of installed capacity | 0 | 0 | 0 | 0 | 0 | 0 | 0 | 0 | 0 | 0 | 0 | 0
| old 2 | 0 | 0 | 0 | 0 | number of must run units | 0 | 0 | 0 | 0 | 0 | 0 | 0 | 0 | 0 | 0 | 0 | 0 | [13 empty] | 10 | 27 | 15 |  |  |  | 0 | 0 |  | 0
[6 empty] | % of installed capacity | 0 | 0 | 0 | 0 | 0 | 0 | 0 | 0 | 0 | 0 | 0 | 0
| new | 0 | 0 | 0 | 0 | number of must run units | 0 | 0 | 0 | 0 | 0 | 0 | 0 | 0 | 0 | 0 | 0 | 0 | [13 empty] | 7.5 | 27 | 15 |  |  |  | 0 | 0 |  | 0
[6 empty] | % of installed capacity | 0 | 0 | 0 | 0 | 0 | 0 | 0 | 0 | 0 | 0 | 0 | 0
| CCS | 0 | 0 | 0 | 0 | number of must run units | 0 | 0 | 0 | 0 | 0 | 0 | 0 | 0 | 0 | 0 | 0 | 0 | [13 empty] | 7.5 | 27 | 15 |  |  |  | 0 | 0 |  | 0
[6 empty] | % of installed capacity | 0 | 0 | 0 | 0 | 0 | 0 | 0 | 0 | 0 | 0 | 0 | 0
Gas | Conventional old 1 | 0 | 0 | 0 | 0 | number of must run units | 0 | 0 | 0 | 0 | 0 | 0 | 0 | 0 | 0 | 0 | 0 | 0 | [13 empty] | 8 | 27 | 15 |  |  |  | 0 | 0 |  | 0
[6 empty] | % of installed capacity | 0 | 0 | 0 | 0 | 0 | 0 | 0 | 0 | 0 | 0 | 0 | 0
| Conventional old 2 | 0 | 0 | 0 | 0 | number of must run units | 0 | 0 | 0 | 0 | 0 | 0 | 0 | 0 | 0 | 0 | 0 | 0 | [13 empty] | 8 | 27 | 15 |  |  |  | 0 | 0 |  | 0
[6 empty] | % of installed capacity | 0 | 0 | 0 | 0 | 0 | 0 | 0 | 0 | 0 | 0 | 0 | 0
| CCGT old 1 | 0 | 0 | 0 | 0 | number of must run units | 0 | 0 | 0 | 0 | 0 | 0 | 0 | 0 | 0 | 0 | 0 | 0 | [13 empty] | 8 | 27 | 15 |  |  |  | 0 | 0 |  | 0
[6 empty] | % of installed capacity | 0 | 0 | 0 | 0 | 0 | 0 | 0 | 0 | 0 | 0 | 0 | 0
| CCGT old 2 | 0 | 0 | 0 | 0 | number of must run units | 0 | 0 | 0 | 0 | 0 | 0 | 0 | 0 | 0 | 0 | 0 | 0 | [13 empty] | 8 | 27 | 15 |  |  |  | 0 | 0 |  | 0
[6 empty] | % of installed capacity | 0 | 0 | 0 | 0 | 0 | 0 | 0 | 0 | 0 | 0 | 0 | 0
| CCGT new | 0 | 0 | 0 | 0 | number of must run units | 0 | 0 | 0 | 0 | 0 | 0 | 0 | 0 | 0 | 0 | 0 | 0 | [13 empty] | 5 | 27 | 15 |  |  |  | 0 | 0 |  | 0
[6 empty] | % of installed capacity | 0 | 0 | 0 | 0 | 0 | 0 | 0 | 0 | 0 | 0 | 0 | 0
| CCGT CCS | 0 | 0 | 0 | 0 | number of must run units | 0 | 0 | 0 | 0 | 0 | 0 | 0 | 0 | 0 | 0 | 0 | 0 | [13 empty] | 5 | 27 | 15 |  |  |  | 0 | 0 |  | 0
[6 empty] | % of installed capacity | 0 | 0 | 0 | 0 | 0 | 0 | 0 | 0 | 0 | 0 | 0 | 0
| OCGT old | 0 | 0 | 0 | 0 | number of must run units | 0 | 0 | 0 | 0 | 0 | 0 | 0 | 0 | 0 | 0 | 0 | 0 | [13 empty] | 8 | 13 | 15 |  |  |  | 0 | 0 |  | 0
[6 empty] | % of installed capacity | 0 | 0 | 0 | 0 | 0 | 0 | 0 | 0 | 0 | 0 | 0 | 0
| OCGT new | 0 | 0 | 0 | 0 | number of must run units | 0 | 0 | 0 | 0 | 0 | 0 | 0 | 0 | 0 | 0 | 0 | 0 | [13 empty] | 5 | 13 | 15 |  |  |  | 0 | 0 |  | 0
[6 empty] | % of installed capacity | 0 | 0 | 0 | 0 | 0 | 0 | 0 | 0 | 0 | 0 | 0 | 0
Light oil |  | 0 | 0 | 0 | 0 | number of must run units | 0 | 0 | 0 | 0 | 0 | 0 | 0 | 0 | 0 | 0 | 0 | 0 | [13 empty] | 8 | 13 | 15 |  |  |  | 0 | 0 |  | 0
[6 empty] | % of installed capacity | 0 | 0 | 0 | 0 | 0 | 0 | 0 | 0 | 0 | 0 | 0 | 0
Heavy oil | old 1 | 0 | 0 | 0 | 0 | number of must run units | 0 | 0 | 0 | 0 | 0 | 0 | 0 | 0 | 0 | 0 | 0 | 0 | [13 empty] | 10 | 27 | 15 |  |  |  | 0 | 0 |  | 0
[6 empty] | % of installed capacity | 0 | 0 | 0 | 0 | 0 | 0 | 0 | 0 | 0 | 0 | 0 | 0
| old 2 | 0 | 0 | 0 | 0 | number of must run units | 0 | 0 | 0 | 0 | 0 | 0 | 0 | 0 | 0 | 0 | 0 | 0 | [13 empty] | 10 | 27 | 15 |  |  |  | 0 | 0 |  | 0
[6 empty] | % of installed capacity | 0 | 0 | 0 | 0 | 0 | 0 | 0 | 0 | 0 | 0 | 0 | 0
Oil shale | old | 0 | 0 | 0 | 0 | number of must run units | 0 | 0 | 0 | 0 | 0 | 0 | 0 | 0 | 0 | 0 | 0 | 0 | [13 empty] | 10 | 27 | 15 |  |  |  | 0 | 0 |  | 0
[6 empty] | % of installed capacity | 0 | 0 | 0 | 0 | 0 | 0 | 0 | 0 | 0 | 0 | 0 | 0
| new | 0 | 0 | 0 | 0 | number of must run units | 0 | 0 | 0 | 0 | 0 | 0 | 0 | 0 | 0 | 0 | 0 | 0 | [13 empty] | 7.5 | 27 | 15 |  |  |  | 0 | 0 |  | 0
[6 empty] | % of installed capacity | 0 | 0 | 0 | 0 | 0 | 0 | 0 | 0 | 0 | 0 | 0 | 0
Gas | CCGT present 1 | 24559.64 | 50 | 0 | 0 | number of must run units | 10 | 10 | 10 | 10 | 10 | 10 | 10 | 10 | 10 | 10 | 10 | 10 | [13 empty] | 9 | 27 | 15 | 30.9984 | 842.356 | 1052.945 | 5 | 0 | 0 | 50
[6 empty] | % of installed capacity | 0 | 0 | 0 | 0 | 0 | 0 | 0 | 0 | 0 | 0 | 0 | 0
| CCGT present 2 | 0 | 0 | 0 | 0 | number of must run units | 0 | 0 | 0 | 0 | 0 | 0 | 0 | 0 | 0 | 0 | 0 | 0 | [13 empty] | 5 | 27 | 15 |  |  |  | 0 | 0 |  | 0
[6 empty] | % of installed capacity | 0 | 0 | 0 | 0 | 0 | 0 | 0 | 0 | 0 | 0 | 0 | 0
Hydrogen | Fuel Cell | 0 | 0 | 0 | 0 | number of must run units | 0 | 0 | 0 | 0 | 0 | 0 | 0 | 0 | 0 | 0 | 0 | 0 | [13 empty] | 2.5 | 7 | 0 |  |  |  | 0 | 0 |  | 0
[6 empty] | % of installed capacity | 0 | 0 | 0 | 0 | 0 | 0 | 0 | 0 | 0 | 0 | 0 | 0
Hydrogen | CCGT | 0 | 0 | 0 | 0 | number of must run units | 0 | 0 | 0 | 0 | 0 | 0 | 0 | 0 | 0 | 0 | 0 | 0 | [13 empty] | 5 | 27 | 15 |  |  |  | 0 | 0 |  | 0
[6 empty] | % of installed capacity | 0 | 0 | 0 | 0 | 0 | 0 | 0 | 0 | 0 | 0 | 0 | 0
Hydrogen | OCGT | 0 | 0 | 0 | 0 | number of must run units | 0 | 0 | 0 | 0 | 0 | 0 | 0 | 0 | 0 | 0 | 0 | 0 | [13 empty] | 5 | 13 | 15 |  |  |  | 0 | 0 |  | 0
[6 empty] | % of installed capacity | 0 | 0 | 0 | 0 | 0 | 0 | 0 | 0 | 0 | 0 | 0 | 0

## Other Non-RES
ENTSO-E Market Modelling Database: Other non-RES
Country:
Market Node: | ES00
Year:
Climate year |  |  | N.B. use convention first January always Monday (2007 calendar year) --> see guidelines for further details
Scenario
|  | Price Band 1 | Price Band 2
| Installed capacity (MW) | 4207.0134
| Number of units | 347
| PEMMDB type(s) | OtherNon-RES/Gas/CCGT old 2
Purpose
| Avg. Market Offer Price (€/MWh) | 0
| Avg. Efficiency Ratio | 0.48
| Avg. CO2 em. factor (ton/MWh) | 118.75
| Start climate year | 2040
| End climate year | 2040
Date | Hour | Available capacity (MW) | Available capacity (MW) | Available capacity (MW) | Available capacity (MW) | Available capacity (MW) | Available capacity (MW) | Available capacity (MW) | Available capacity (MW) | Available capacity (MW) | Available capacity (MW) | Available capacity (MW) | Available capacity (MW) | Available capacity (MW) | Available capacity (MW) | Available capacity (MW) | Available capacity (MW) | Available capacity (MW) | Available capacity (MW) | Available capacity (MW) | Available capacity (MW) | Available capacity (MW) | Available capacity (MW) | Available capacity (MW) | Available capacity (MW) | Available capacity (MW) | Available capacity (MW) | Available capacity (MW)
01.01. | 1 | 626.845
01.01. | 2 | 635.259
01.01. | 3 | 635.259
01.01. | 4 | 643.6731
01.01. | 5 | 647.8801
01.01. | 6 | 656.2941
01.01. | 7 | 668.9151
01.01. | 8 | 694.1572
01.01. | 9 | 727.8133
01.01. | 10 | 736.2273
01.01. | 11 | 727.8133
01.01. | 12 | 723.6063
01.01. | 13 | 723.6063
01.01. | 14 | 736.2273
01.01. | 15 | 736.2273
01.01. | 16 | 740.4344
01.01. | 17 | 753.0554
01.01. | 18 | 774.0905
01.01. | 19 | 799.3325
01.01. | 20 | 807.7466
01.01. | 21 | 841.4027
01.01. | 22 | 845.6097
01.01. | 23 | 849.8167
01.01. | 24 | 837.1957
02.01. | 1 | 820.3676
02.01. | 2 | 803.5396
02.01. | 3 | 807.7466
02.01. | 4 | 807.7466
02.01. | 5 | 811.9536
02.01. | 6 | 824.5746
02.01. | 7 | 875.0588
02.01. | 8 | 959.1991
02.01. | 9 | 992.8552
02.01. | 10 | 997.0622
02.01. | 11 | 997.0622
02.01. | 12 | 992.8552
02.01. | 13 | 1013.8902
02.01. | 14 | 1009.6832
02.01. | 15 | 1013.8902
02.01. | 16 | 1013.8902
02.01. | 17 | 1034.9253
02.01. | 18 | 1055.9604
02.01. | 19 | 1072.7884
02.01. | 20 | 1089.6165
02.01. | 21 | 1072.7884
02.01. | 22 | 1060.1674
02.01. | 23 | 1026.5113
02.01. | 24 | 1001.2692
03.01. | 1 | 904.5079
03.01. | 2 | 896.0939
03.01. | 3 | 896.0939
03.01. | 4 | 896.0939
03.01. | 5 | 896.0939
03.01. | 6 | 896.0939
03.01. | 7 | 921.3359
03.01. | 8 | 988.6481
03.01. | 9 | 1055.9604
03.01. | 10 | 1060.1674
03.01. | 11 | 1060.1674
03.01. | 12 | 1064.3744
03.01. | 13 | 1081.2024
03.01. | 14 | 1089.6165
03.01. | 15 | 1093.8235
03.01. | 16 | 1098.0305
03.01. | 17 | 1106.4445
03.01. | 18 | 1152.7217
03.01. | 19 | 1177.9638
03.01. | 20 | 1161.1357
03.01. | 21 | 1207.4128
03.01. | 22 | 1207.4128
03.01. | 23 | 1190.5848
03.01. | 24 | 1173.7567
04.01. | 1 | 1152.7217
04.01. | 2 | 1148.5147
04.01. | 3 | 1140.1006
04.01. | 4 | 1123.2726
04.01. | 5 | 1119.0656
04.01. | 6 | 1123.2726
04.01. | 7 | 1165.3427
04.01. | 8 | 1190.5848
04.01. | 9 | 1207.4128
04.01. | 10 | 1198.9988
04.01. | 11 | 1198.9988
04.01. | 12 | 1203.2058
04.01. | 13 | 1203.2058
04.01. | 14 | 1194.7918
04.01. | 15 | 1198.9988
04.01. | 16 | 1203.2058
04.01. | 17 | 1203.2058
04.01. | 18 | 1220.0339
04.01. | 19 | 1257.897
04.01. | 20 | 1262.104
04.01. | 21 | 1257.897
04.01. | 22 | 1245.276
04.01. | 23 | 1228.4479
04.01. | 24 | 1177.9638
05.01. | 1 | 1114.8586
05.01. | 2 | 1102.2375
05.01. | 3 | 1093.8235
05.01. | 4 | 1072.7884
05.01. | 5 | 1072.7884
05.01. | 6 | 1072.7884
05.01. | 7 | 1085.4095
05.01. | 8 | 1119.0656
05.01. | 9 | 1127.4796
05.01. | 10 | 1127.4796
05.01. | 11 | 1102.2375
05.01. | 12 | 1064.3744
05.01. | 13 | 1043.3393
05.01. | 14 | 1034.9253
05.01. | 15 | 1026.5113
05.01. | 16 | 1018.0972
05.01. | 17 | 1026.5113
05.01. | 18 | 1060.1674
05.01. | 19 | 1064.3744
05.01. | 20 | 1072.7884
05.01. | 21 | 1085.4095
05.01. | 22 | 1081.2024
05.01. | 23 | 1051.7533
05.01. | 24 | 1009.6832
06.01. | 1 | 887.6798
06.01. | 2 | 849.8167
06.01. | 3 | 832.9887
06.01. | 4 | 832.9887
06.01. | 5 | 816.1606
06.01. | 6 | 816.1606
06.01. | 7 | 811.9536
06.01. | 8 | 828.7816
06.01. | 9 | 820.3676
06.01. | 10 | 820.3676
06.01. | 11 | 803.5396
06.01. | 12 | 799.3325
06.01. | 13 | 799.3325
06.01. | 14 | 803.5396
06.01. | 15 | 803.5396
06.01. | 16 | 778.2975
06.01. | 17 | 811.9536
06.01. | 18 | 854.0237
06.01. | 19 | 887.6798
06.01. | 20 | 904.5079
06.01. | 21 | 904.5079
06.01. | 22 | 904.5079
06.01. | 23 | 904.5079
06.01. | 24 | 900.3009
07.01. | 1 | 904.5079
07.01. | 2 | 900.3009
07.01. | 3 | 900.3009
07.01. | 4 | 896.0939
07.01. | 5 | 891.8868
07.01. | 6 | 891.8868
07.01. | 7 | 887.6798
07.01. | 8 | 896.0939
07.01. | 9 | 904.5079
07.01. | 10 | 887.6798
07.01. | 11 | 875.0588
07.01. | 12 | 849.8167
07.01. | 13 | 854.0237
07.01. | 14 | 849.8167
07.01. | 15 | 854.0237
07.01. | 16 | 854.0237
07.01. | 17 | 858.2307
07.01. | 18 | 896.0939
07.01. | 19 | 912.9219
07.01. | 20 | 921.3359
07.01. | 21 | 925.5429
07.01. | 22 | 925.5429
07.01. | 23 | 925.5429
07.01. | 24 | 904.5079
08.01. | 1 | 908.7149
08.01. | 2 | 904.5079
08.01. | 3 | 900.3009
08.01. | 4 | 904.5079
08.01. | 5 | 917.1289
08.01. | 6 | 925.5429
08.01. | 7 | 984.4411
08.01. | 8 | 1081.2024
08.01. | 9 | 1169.5497
08.01. | 10 | 1198.9988
08.01. | 11 | 1211.6199
08.01. | 12 | 1211.6199
08.01. | 13 | 1220.0339
08.01. | 14 | 1224.2409
08.01. | 15 | 1224.2409
08.01. | 16 | 1215.8269
08.01. | 17 | 1228.4479
08.01. | 18 | 1257.897
08.01. | 19 | 1266.311
08.01. | 20 | 1274.7251
08.01. | 21 | 1278.9321
08.01. | 22 | 1278.9321
08.01. | 23 | 1262.104
08.01. | 24 | 1228.4479
09.01. | 1 | 1198.9988
09.01. | 2 | 1194.7918
09.01. | 3 | 1190.5848
09.01. | 4 | 1190.5848
09.01. | 5 | 1194.7918
09.01. | 6 | 1190.5848
09.01. | 7 | 1211.6199
09.01. | 8 | 1245.276
09.01. | 9 | 1262.104
09.01. | 10 | 1257.897
09.01. | 11 | 1253.69
09.01. | 12 | 1232.6549
09.01. | 13 | 1228.4479
09.01. | 14 | 1228.4479
09.01. | 15 | 1236.8619
09.01. | 16 | 1241.069
09.01. | 17 | 1257.897
09.01. | 18 | 1287.3461
09.01. | 19 | 1304.1742
09.01. | 20 | 1304.1742
09.01. | 21 | 1304.1742
09.01. | 22 | 1287.3461
09.01. | 23 | 1253.69
09.01. | 24 | 1211.6199
10.01. | 1 | 1123.2726
10.01. | 2 | 1119.0656
10.01. | 3 | 1098.0305
10.01. | 4 | 1098.0305
10.01. | 5 | 1098.0305
10.01. | 6 | 1102.2375
10.01. | 7 | 1148.5147
10.01. | 8 | 1215.8269
10.01. | 9 | 1262.104
10.01. | 10 | 1266.311
10.01. | 11 | 1270.518
10.01. | 12 | 1266.311
10.01. | 13 | 1257.897
10.01. | 14 | 1257.897
10.01. | 15 | 1249.483
10.01. | 16 | 1249.483
10.01. | 17 | 1262.104
10.01. | 18 | 1291.5531
10.01. | 19 | 1308.3812
10.01. | 20 | 1304.1742
10.01. | 21 | 1304.1742
10.01. | 22 | 1299.9671
10.01. | 23 | 1278.9321
10.01. | 24 | 1245.276
11.01. | 1 | 1220.0339
11.01. | 2 | 1211.6199
11.01. | 3 | 1207.4128
11.01. | 4 | 1207.4128
11.01. | 5 | 1198.9988
11.01. | 6 | 1203.2058
11.01. | 7 | 1224.2409
11.01. | 8 | 1270.518
11.01. | 9 | 1283.1391
11.01. | 10 | 1278.9321
11.01. | 11 | 1270.518
11.01. | 12 | 1262.104
11.01. | 13 | 1253.69
11.01. | 14 | 1253.69
11.01. | 15 | 1257.897
11.01. | 16 | 1253.69
11.01. | 17 | 1266.311
11.01. | 18 | 1295.7601
11.01. | 19 | 1316.7952
11.01. | 20 | 1325.2092
11.01. | 21 | 1325.2092
11.01. | 22 | 1312.5882
11.01. | 23 | 1299.9671
11.01. | 24 | 1236.8619
12.01. | 1 | 1177.9638
12.01. | 2 | 1165.3427
12.01. | 3 | 1165.3427
12.01. | 4 | 1165.3427
12.01. | 5 | 1156.9287
12.01. | 6 | 1161.1357
12.01. | 7 | 1182.1708
12.01. | 8 | 1224.2409
12.01. | 9 | 1249.483
12.01. | 10 | 1249.483
12.01. | 11 | 1241.069
12.01. | 12 | 1236.8619
12.01. | 13 | 1228.4479
12.01. | 14 | 1228.4479
12.01. | 15 | 1228.4479
12.01. | 16 | 1232.6549
12.01. | 17 | 1241.069
12.01. | 18 | 1257.897
12.01. | 19 | 1283.1391
12.01. | 20 | 1287.3461
12.01. | 21 | 1291.5531
12.01. | 22 | 1287.3461
12.01. | 23 | 1270.518
12.01. | 24 | 1232.6549
13.01. | 1 | 1140.1006
13.01. | 2 | 1140.1006
13.01. | 3 | 1119.0656
13.01. | 4 | 1106.4445
13.01. | 5 | 1089.6165
13.01. | 6 | 1081.2024
13.01. | 7 | 1081.2024
13.01. | 8 | 1085.4095
13.01. | 9 | 1085.4095
13.01. | 10 | 1085.4095
13.01. | 11 | 1081.2024
13.01. | 12 | 1068.5814
13.01. | 13 | 1055.9604
13.01. | 14 | 1047.5463
13.01. | 15 | 1043.3393
13.01. | 16 | 1043.3393
13.01. | 17 | 1047.5463
13.01. | 18 | 1064.3744
13.01. | 19 | 1064.3744
13.01. | 20 | 1068.5814
13.01. | 21 | 1064.3744
13.01. | 22 | 1055.9604
13.01. | 23 | 1051.7533
13.01. | 24 | 1047.5463
14.01. | 1 | 1013.8902
14.01. | 2 | 1009.6832
14.01. | 3 | 1009.6832
14.01. | 4 | 997.0622
14.01. | 5 | 984.4411
14.01. | 6 | 984.4411
14.01. | 7 | 984.4411
14.01. | 8 | 984.4411
14.01. | 9 | 997.0622
14.01. | 10 | 997.0622
14.01. | 11 | 992.8552
14.01. | 12 | 988.6481
14.01. | 13 | 976.0271
14.01. | 14 | 971.8201
14.01. | 15 | 971.8201
14.01. | 16 | 971.8201
14.01. | 17 | 976.0271
14.01. | 18 | 992.8552
14.01. | 19 | 997.0622
14.01. | 20 | 1005.4762
14.01. | 21 | 1013.8902
14.01. | 22 | 1005.4762
14.01. | 23 | 1005.4762
14.01. | 24 | 988.6481
15.01. | 1 | 971.8201
15.01. | 2 | 967.6131
15.01. | 3 | 963.4061
15.01. | 4 | 959.1991
15.01. | 5 | 959.1991
15.01. | 6 | 971.8201
15.01. | 7 | 997.0622
15.01. | 8 | 1026.5113
15.01. | 9 | 1051.7533
15.01. | 10 | 1043.3393
15.01. | 11 | 1039.1323
15.01. | 12 | 1039.1323
15.01. | 13 | 1022.3043
15.01. | 14 | 1022.3043
15.01. | 15 | 1026.5113
15.01. | 16 | 1022.3043
15.01. | 17 | 1026.5113
15.01. | 18 | 1034.9253
15.01. | 19 | 1034.9253
15.01. | 20 | 1034.9253
15.01. | 21 | 1013.8902
15.01. | 22 | 1009.6832
15.01. | 23 | 1001.2692
15.01. | 24 | 997.0622
16.01. | 1 | 976.0271
16.01. | 2 | 976.0271
16.01. | 3 | 976.0271
16.01. | 4 | 971.8201
16.01. | 5 | 963.4061
16.01. | 6 | 976.0271
16.01. | 7 | 984.4411
16.01. | 8 | 992.8552
16.01. | 9 | 997.0622
16.01. | 10 | 992.8552
16.01. | 11 | 988.6481
16.01. | 12 | 984.4411
16.01. | 13 | 984.4411
16.01. | 14 | 984.4411
16.01. | 15 | 992.8552
16.01. | 16 | 988.6481
16.01. | 17 | 992.8552
16.01. | 18 | 997.0622
16.01. | 19 | 997.0622
16.01. | 20 | 1001.2692
16.01. | 21 | 997.0622
16.01. | 22 | 992.8552
16.01. | 23 | 980.2341
16.01. | 24 | 925.5429
17.01. | 1 | 799.3325
17.01. | 2 | 795.1255
17.01. | 3 | 778.2975
17.01. | 4 | 778.2975
17.01. | 5 | 774.0905
17.01. | 6 | 782.5045
17.01. | 7 | 786.7115
17.01. | 8 | 799.3325
17.01. | 9 | 816.1606
17.01. | 10 | 811.9536
17.01. | 11 | 807.7466
17.01. | 12 | 803.5396
17.01. | 13 | 795.1255
17.01. | 14 | 786.7115
17.01. | 15 | 786.7115
17.01. | 16 | 795.1255
17.01. | 17 | 799.3325
17.01. | 18 | 824.5746
17.01. | 19 | 858.2307
17.01. | 20 | 870.8518
17.01. | 21 | 875.0588
17.01. | 22 | 870.8518
17.01. | 23 | 832.9887
17.01. | 24 | 803.5396
18.01. | 1 | 782.5045
18.01. | 2 | 769.8835
18.01. | 3 | 769.8835
18.01. | 4 | 761.4694
18.01. | 5 | 774.0905
18.01. | 6 | 774.0905
18.01. | 7 | 774.0905
18.01. | 8 | 849.8167
18.01. | 9 | 896.0939
18.01. | 10 | 904.5079
18.01. | 11 | 891.8868
18.01. | 12 | 891.8868
18.01. | 13 | 891.8868
18.01. | 14 | 900.3009
18.01. | 15 | 904.5079
18.01. | 16 | 912.9219
18.01. | 17 | 959.1991
18.01. | 18 | 1001.2692
18.01. | 19 | 1013.8902
18.01. | 20 | 1022.3043
18.01. | 21 | 1039.1323
18.01. | 22 | 1034.9253
18.01. | 23 | 1030.7183
18.01. | 24 | 1026.5113
19.01. | 1 | 1022.3043
19.01. | 2 | 1022.3043
19.01. | 3 | 1018.0972
19.01. | 4 | 1013.8902
19.01. | 5 | 992.8552
19.01. | 6 | 997.0622
19.01. | 7 | 1013.8902
19.01. | 8 | 1068.5814
19.01. | 9 | 1114.8586
19.01. | 10 | 1123.2726
19.01. | 11 | 1127.4796
19.01. | 12 | 1119.0656
19.01. | 13 | 1123.2726
19.01. | 14 | 1114.8586
19.01. | 15 | 1114.8586
19.01. | 16 | 1110.6515
19.01. | 17 | 1119.0656
19.01. | 18 | 1152.7217
19.01. | 19 | 1186.3778
19.01. | 20 | 1194.7918
19.01. | 21 | 1207.4128
19.01. | 22 | 1198.9988
19.01. | 23 | 1165.3427
19.01. | 24 | 1123.2726
20.01. | 1 | 1060.1674
20.01. | 2 | 1043.3393
20.01. | 3 | 1030.7183
20.01. | 4 | 1026.5113
20.01. | 5 | 1026.5113
20.01. | 6 | 1034.9253
20.01. | 7 | 1026.5113
20.01. | 8 | 1030.7183
20.01. | 9 | 1039.1323
20.01. | 10 | 1039.1323
20.01. | 11 | 1039.1323
20.01. | 12 | 1034.9253
20.01. | 13 | 1022.3043
20.01. | 14 | 1018.0972
20.01. | 15 | 1018.0972
20.01. | 16 | 1013.8902
20.01. | 17 | 1030.7183
20.01. | 18 | 1039.1323
20.01. | 19 | 1051.7533
20.01. | 20 | 1060.1674
20.01. | 21 | 1060.1674
20.01. | 22 | 1055.9604
20.01. | 23 | 1047.5463
20.01. | 24 | 1026.5113
21.01. | 1 | 980.2341
21.01. | 2 | 938.164
21.01. | 3 | 938.164
21.01. | 4 | 938.164
21.01. | 5 | 933.957
21.01. | 6 | 938.164
21.01. | 7 | 929.75
21.01. | 8 | 938.164
21.01. | 9 | 933.957
21.01. | 10 | 925.5429
21.01. | 11 | 921.3359
21.01. | 12 | 917.1289
21.01. | 13 | 912.9219
21.01. | 14 | 900.3009
21.01. | 15 | 900.3009
21.01. | 16 | 896.0939
21.01. | 17 | 904.5079
21.01. | 18 | 942.371
21.01. | 19 | 976.0271
21.01. | 20 | 984.4411
21.01. | 21 | 988.6481
21.01. | 22 | 988.6481
21.01. | 23 | 980.2341
21.01. | 24 | 954.992
22.01. | 1 | 933.957
22.01. | 2 | 929.75
22.01. | 3 | 929.75
22.01. | 4 | 925.5429
22.01. | 5 | 921.3359
22.01. | 6 | 929.75
22.01. | 7 | 967.6131
22.01. | 8 | 1005.4762
22.01. | 9 | 1022.3043
22.01. | 10 | 1030.7183
22.01. | 11 | 1026.5113
22.01. | 12 | 1018.0972
22.01. | 13 | 1022.3043
22.01. | 14 | 1018.0972
22.01. | 15 | 1034.9253
22.01. | 16 | 1026.5113
22.01. | 17 | 1043.3393
22.01. | 18 | 1064.3744
22.01. | 19 | 1114.8586
22.01. | 20 | 1140.1006
22.01. | 21 | 1127.4796
22.01. | 22 | 1131.6866
22.01. | 23 | 1098.0305
22.01. | 24 | 1072.7884
23.01. | 1 | 1076.9954
23.01. | 2 | 1072.7884
23.01. | 3 | 1072.7884
23.01. | 4 | 1060.1674
23.01. | 5 | 1047.5463
23.01. | 6 | 1047.5463
23.01. | 7 | 1051.7533
23.01. | 8 | 1085.4095
23.01. | 9 | 1098.0305
23.01. | 10 | 1093.8235
23.01. | 11 | 1089.6165
23.01. | 12 | 1085.4095
23.01. | 13 | 1072.7884
23.01. | 14 | 1072.7884
23.01. | 15 | 1076.9954
23.01. | 16 | 1081.2024
23.01. | 17 | 1093.8235
23.01. | 18 | 1131.6866
23.01. | 19 | 1169.5497
23.01. | 20 | 1190.5848
23.01. | 21 | 1173.7567
23.01. | 22 | 1165.3427
23.01. | 23 | 1131.6866
23.01. | 24 | 1114.8586
24.01. | 1 | 1119.0656
24.01. | 2 | 1114.8586
24.01. | 3 | 1110.6515
24.01. | 4 | 1110.6515
24.01. | 5 | 1110.6515
24.01. | 6 | 1110.6515
24.01. | 7 | 1106.4445
24.01. | 8 | 1131.6866
24.01. | 9 | 1135.8936
24.01. | 10 | 1135.8936
24.01. | 11 | 1123.2726
24.01. | 12 | 1106.4445
24.01. | 13 | 1106.4445
24.01. | 14 | 1119.0656
24.01. | 15 | 1123.2726
24.01. | 16 | 1114.8586
24.01. | 17 | 1123.2726
24.01. | 18 | 1144.3076
24.01. | 19 | 1182.1708
24.01. | 20 | 1215.8269
24.01. | 21 | 1194.7918
24.01. | 22 | 1169.5497
24.01. | 23 | 1148.5147
24.01. | 24 | 1127.4796
25.01. | 1 | 1102.2375
25.01. | 2 | 1102.2375
25.01. | 3 | 1102.2375
25.01. | 4 | 1102.2375
25.01. | 5 | 1102.2375
25.01. | 6 | 1106.4445
25.01. | 7 | 1114.8586
25.01. | 8 | 1123.2726
25.01. | 9 | 1131.6866
25.01. | 10 | 1131.6866
25.01. | 11 | 1114.8586
25.01. | 12 | 1093.8235
25.01. | 13 | 1093.8235
25.01. | 14 | 1106.4445
25.01. | 15 | 1127.4796
25.01. | 16 | 1131.6866
25.01. | 17 | 1144.3076
25.01. | 18 | 1156.9287
25.01. | 19 | 1173.7567
25.01. | 20 | 1182.1708
25.01. | 21 | 1190.5848
25.01. | 22 | 1186.3778
25.01. | 23 | 1152.7217
25.01. | 24 | 1114.8586
26.01. | 1 | 1072.7884
26.01. | 2 | 1076.9954
26.01. | 3 | 1068.5814
26.01. | 4 | 1068.5814
26.01. | 5 | 1068.5814
26.01. | 6 | 1081.2024
26.01. | 7 | 1085.4095
26.01. | 8 | 1106.4445
26.01. | 9 | 1102.2375
26.01. | 10 | 1098.0305
26.01. | 11 | 1081.2024
26.01. | 12 | 1051.7533
26.01. | 13 | 1051.7533
26.01. | 14 | 1055.9604
26.01. | 15 | 1055.9604
26.01. | 16 | 1060.1674
26.01. | 17 | 1076.9954
26.01. | 18 | 1102.2375
26.01. | 19 | 1110.6515
26.01. | 20 | 1127.4796
26.01. | 21 | 1144.3076
26.01. | 22 | 1148.5147
26.01. | 23 | 1135.8936
26.01. | 24 | 1110.6515
27.01. | 1 | 1051.7533
27.01. | 2 | 1043.3393
27.01. | 3 | 1030.7183
27.01. | 4 | 1030.7183
27.01. | 5 | 1026.5113
27.01. | 6 | 1026.5113
27.01. | 7 | 1022.3043
27.01. | 8 | 1034.9253
27.01. | 9 | 1039.1323
27.01. | 10 | 1039.1323
27.01. | 11 | 1026.5113
27.01. | 12 | 1005.4762
27.01. | 13 | 976.0271
27.01. | 14 | 976.0271
27.01. | 15 | 971.8201
27.01. | 16 | 971.8201
27.01. | 17 | 984.4411
27.01. | 18 | 1022.3043
27.01. | 19 | 1060.1674
27.01. | 20 | 1068.5814
27.01. | 21 | 1064.3744
27.01. | 22 | 1068.5814
27.01. | 23 | 1051.7533
27.01. | 24 | 1047.5463
28.01. | 1 | 1013.8902
28.01. | 2 | 1001.2692
28.01. | 3 | 997.0622
28.01. | 4 | 988.6481
28.01. | 5 | 988.6481
28.01. | 6 | 984.4411
28.01. | 7 | 984.4411
28.01. | 8 | 980.2341
28.01. | 9 | 984.4411
28.01. | 10 | 988.6481
28.01. | 11 | 967.6131
28.01. | 12 | 967.6131
28.01. | 13 | 976.0271
28.01. | 14 | 976.0271
28.01. | 15 | 976.0271
28.01. | 16 | 984.4411
28.01. | 17 | 988.6481
28.01. | 18 | 1043.3393
28.01. | 19 | 1064.3744
28.01. | 20 | 1076.9954
28.01. | 21 | 1093.8235
28.01. | 22 | 1085.4095
28.01. | 23 | 1081.2024
28.01. | 24 | 1076.9954
29.01. | 1 | 1068.5814
29.01. | 2 | 1068.5814
29.01. | 3 | 1068.5814
29.01. | 4 | 1072.7884
29.01. | 5 | 1072.7884
29.01. | 6 | 1093.8235
29.01. | 7 | 1123.2726
29.01. | 8 | 1169.5497
29.01. | 9 | 1198.9988
29.01. | 10 | 1203.2058
29.01. | 11 | 1190.5848
29.01. | 12 | 1186.3778
29.01. | 13 | 1190.5848
29.01. | 14 | 1198.9988
29.01. | 15 | 1211.6199
29.01. | 16 | 1224.2409
29.01. | 17 | 1232.6549
29.01. | 18 | 1249.483
29.01. | 19 | 1287.3461
29.01. | 20 | 1291.5531
29.01. | 21 | 1304.1742
29.01. | 22 | 1304.1742
29.01. | 23 | 1266.311
29.01. | 24 | 1241.069
30.01. | 1 | 1211.6199
30.01. | 2 | 1211.6199
30.01. | 3 | 1211.6199
30.01. | 4 | 1211.6199
30.01. | 5 | 1211.6199
30.01. | 6 | 1207.4128
30.01. | 7 | 1232.6549
30.01. | 8 | 1266.311
30.01. | 9 | 1278.9321
30.01. | 10 | 1266.311
30.01. | 11 | 1257.897
30.01. | 12 | 1253.69
30.01. | 13 | 1253.69
30.01. | 14 | 1257.897
30.01. | 15 | 1257.897
30.01. | 16 | 1262.104
30.01. | 17 | 1266.311
30.01. | 18 | 1287.3461
30.01. | 19 | 1304.1742
30.01. | 20 | 1321.0022
30.01. | 21 | 1316.7952
30.01. | 22 | 1321.0022
30.01. | 23 | 1283.1391
30.01. | 24 | 1266.311
31.01. | 1 | 1245.276
31.01. | 2 | 1241.069
31.01. | 3 | 1236.8619
31.01. | 4 | 1236.8619
31.01. | 5 | 1236.8619
31.01. | 6 | 1241.069
31.01. | 7 | 1249.483
31.01. | 8 | 1274.7251
31.01. | 9 | 1278.9321
31.01. | 10 | 1287.3461
31.01. | 11 | 1283.1391
31.01. | 12 | 1270.518
31.01. | 13 | 1278.9321
31.01. | 14 | 1287.3461
31.01. | 15 | 1287.3461
31.01. | 16 | 1291.5531
31.01. | 17 | 1295.7601
31.01. | 18 | 1316.7952
31.01. | 19 | 1346.2443
31.01. | 20 | 1354.6583
31.01. | 21 | 1371.4864
31.01. | 22 | 1367.2794
31.01. | 23 | 1350.4513
31.01. | 24 | 1329.4162
01.02. | 1 | 1287.3461
01.02. | 2 | 1283.1391
01.02. | 3 | 1283.1391
01.02. | 4 | 1283.1391
01.02. | 5 | 1283.1391
01.02. | 6 | 1283.1391
01.02. | 7 | 1299.9671
01.02. | 8 | 1325.2092
01.02. | 9 | 1337.8303
01.02. | 10 | 1333.6232
01.02. | 11 | 1325.2092
01.02. | 12 | 1312.5882
01.02. | 13 | 1304.1742
01.02. | 14 | 1308.3812
01.02. | 15 | 1312.5882
01.02. | 16 | 1316.7952
01.02. | 17 | 1312.5882
01.02. | 18 | 1333.6232
01.02. | 19 | 1358.8653
01.02. | 20 | 1371.4864
01.02. | 21 | 1375.6934
01.02. | 22 | 1375.6934
01.02. | 23 | 1358.8653
01.02. | 24 | 1337.8303
02.02. | 1 | 1278.9321
02.02. | 2 | 1278.9321
02.02. | 3 | 1274.7251
02.02. | 4 | 1270.518
02.02. | 5 | 1270.518
02.02. | 6 | 1274.7251
02.02. | 7 | 1287.3461
02.02. | 8 | 1312.5882
02.02. | 9 | 1316.7952
02.02. | 10 | 1316.7952
02.02. | 11 | 1299.9671
02.02. | 12 | 1287.3461
02.02. | 13 | 1278.9321
02.02. | 14 | 1278.9321
02.02. | 15 | 1278.9321
02.02. | 16 | 1278.9321
02.02. | 17 | 1283.1391
02.02. | 18 | 1312.5882
02.02. | 19 | 1333.6232
02.02. | 20 | 1342.0373
02.02. | 21 | 1346.2443
02.02. | 22 | 1337.8303
02.02. | 23 | 1325.2092
02.02. | 24 | 1295.7601
03.02. | 1 | 1257.897
03.02. | 2 | 1253.69
03.02. | 3 | 1249.483
03.02. | 4 | 1245.276
03.02. | 5 | 1245.276
03.02. | 6 | 1245.276
03.02. | 7 | 1245.276
03.02. | 8 | 1245.276
03.02. | 9 | 1245.276
03.02. | 10 | 1241.069
03.02. | 11 | 1232.6549
03.02. | 12 | 1211.6199
03.02. | 13 | 1203.2058
03.02. | 14 | 1203.2058
03.02. | 15 | 1198.9988
03.02. | 16 | 1198.9988
03.02. | 17 | 1211.6199
03.02. | 18 | 1241.069
03.02. | 19 | 1253.69
03.02. | 20 | 1262.104
03.02. | 21 | 1266.311
03.02. | 22 | 1266.311
03.02. | 23 | 1262.104
03.02. | 24 | 1253.69
04.02. | 1 | 1215.8269
04.02. | 2 | 1211.6199
04.02. | 3 | 1203.2058
04.02. | 4 | 1207.4128
04.02. | 5 | 1190.5848
04.02. | 6 | 1190.5848
04.02. | 7 | 1182.1708
04.02. | 8 | 1182.1708
04.02. | 9 | 1186.3778
04.02. | 10 | 1173.7567
04.02. | 11 | 1131.6866
04.02. | 12 | 1093.8235
04.02. | 13 | 1102.2375
04.02. | 14 | 1102.2375
04.02. | 15 | 1098.0305
04.02. | 16 | 1098.0305
04.02. | 17 | 1110.6515
04.02. | 18 | 1165.3427
04.02. | 19 | 1207.4128
04.02. | 20 | 1228.4479
04.02. | 21 | 1228.4479
04.02. | 22 | 1228.4479
04.02. | 23 | 1228.4479
04.02. | 24 | 1224.2409
05.02. | 1 | 1198.9988
05.02. | 2 | 1198.9988
05.02. | 3 | 1203.2058
05.02. | 4 | 1203.2058
05.02. | 5 | 1211.6199
05.02. | 6 | 1224.2409
05.02. | 7 | 1257.897
05.02. | 8 | 1295.7601
05.02. | 9 | 1325.2092
05.02. | 10 | 1325.2092
05.02. | 11 | 1316.7952
05.02. | 12 | 1312.5882
05.02. | 13 | 1321.0022
05.02. | 14 | 1304.1742
05.02. | 15 | 1312.5882
05.02. | 16 | 1325.2092
05.02. | 17 | 1321.0022
05.02. | 18 | 1342.0373
05.02. | 19 | 1358.8653
05.02. | 20 | 1371.4864
05.02. | 21 | 1375.6934
05.02. | 22 | 1379.9004
05.02. | 23 | 1371.4864
05.02. | 24 | 1346.2443
06.02. | 1 | 1329.4162
06.02. | 2 | 1329.4162
06.02. | 3 | 1308.3812
06.02. | 4 | 1308.3812
06.02. | 5 | 1304.1742
06.02. | 6 | 1316.7952
06.02. | 7 | 1325.2092
06.02. | 8 | 1354.6583
06.02. | 9 | 1371.4864
06.02. | 10 | 1363.0723
06.02. | 11 | 1350.4513
06.02. | 12 | 1346.2443
06.02. | 13 | 1342.0373
06.02. | 14 | 1333.6232
06.02. | 15 | 1321.0022
06.02. | 16 | 1308.3812
06.02. | 17 | 1312.5882
06.02. | 18 | 1342.0373
06.02. | 19 | 1363.0723
06.02. | 20 | 1367.2794
06.02. | 21 | 1358.8653
06.02. | 22 | 1354.6583
06.02. | 23 | 1337.8303
06.02. | 24 | 1312.5882
07.02. | 1 | 1274.7251
07.02. | 2 | 1266.311
07.02. | 3 | 1257.897
07.02. | 4 | 1253.69
07.02. | 5 | 1249.483
07.02. | 6 | 1253.69
07.02. | 7 | 1266.311
07.02. | 8 | 1295.7601
07.02. | 9 | 1304.1742
07.02. | 10 | 1308.3812
07.02. | 11 | 1304.1742
07.02. | 12 | 1295.7601
07.02. | 13 | 1287.3461
07.02. | 14 | 1278.9321
07.02. | 15 | 1278.9321
07.02. | 16 | 1287.3461
07.02. | 17 | 1291.5531
07.02. | 18 | 1299.9671
07.02. | 19 | 1325.2092
07.02. | 20 | 1333.6232
07.02. | 21 | 1337.8303
07.02. | 22 | 1337.8303
07.02. | 23 | 1321.0022
07.02. | 24 | 1304.1742
08.02. | 1 | 1270.518
08.02. | 2 | 1266.311
08.02. | 3 | 1262.104
08.02. | 4 | 1266.311
08.02. | 5 | 1257.897
08.02. | 6 | 1262.104
08.02. | 7 | 1262.104
08.02. | 8 | 1283.1391
08.02. | 9 | 1304.1742
08.02. | 10 | 1287.3461
08.02. | 11 | 1283.1391
08.02. | 12 | 1287.3461
08.02. | 13 | 1283.1391
08.02. | 14 | 1274.7251
08.02. | 15 | 1262.104
08.02. | 16 | 1274.7251
08.02. | 17 | 1287.3461
08.02. | 18 | 1295.7601
08.02. | 19 | 1308.3812
08.02. | 20 | 1308.3812
08.02. | 21 | 1312.5882
08.02. | 22 | 1308.3812
08.02. | 23 | 1299.9671
08.02. | 24 | 1283.1391
09.02. | 1 | 1220.0339
09.02. | 2 | 1220.0339
09.02. | 3 | 1220.0339
09.02. | 4 | 1220.0339
09.02. | 5 | 1224.2409
09.02. | 6 | 1220.0339
09.02. | 7 | 1253.69
09.02. | 8 | 1278.9321
09.02. | 9 | 1304.1742
09.02. | 10 | 1308.3812
09.02. | 11 | 1295.7601
09.02. | 12 | 1291.5531
09.02. | 13 | 1257.897
09.02. | 14 | 1241.069
09.02. | 15 | 1241.069
09.02. | 16 | 1241.069
09.02. | 17 | 1270.518
09.02. | 18 | 1274.7251
09.02. | 19 | 1283.1391
09.02. | 20 | 1287.3461
09.02. | 21 | 1274.7251
09.02. | 22 | 1283.1391
09.02. | 23 | 1257.897
09.02. | 24 | 1215.8269
10.02. | 1 | 1064.3744
10.02. | 2 | 1047.5463
10.02. | 3 | 1039.1323
10.02. | 4 | 1043.3393
10.02. | 5 | 1039.1323
10.02. | 6 | 1034.9253
10.02. | 7 | 1030.7183
10.02. | 8 | 1034.9253
10.02. | 9 | 1030.7183
10.02. | 10 | 1026.5113
10.02. | 11 | 1030.7183
10.02. | 12 | 997.0622
10.02. | 13 | 992.8552
10.02. | 14 | 992.8552
10.02. | 15 | 971.8201
10.02. | 16 | 967.6131
10.02. | 17 | 980.2341
10.02. | 18 | 1018.0972
10.02. | 19 | 1039.1323
10.02. | 20 | 1051.7533
10.02. | 21 | 1051.7533
10.02. | 22 | 1051.7533
10.02. | 23 | 1060.1674
10.02. | 24 | 1051.7533
11.02. | 1 | 1051.7533
11.02. | 2 | 1051.7533
11.02. | 3 | 1051.7533
11.02. | 4 | 1055.9604
11.02. | 5 | 1064.3744
11.02. | 6 | 1064.3744
11.02. | 7 | 1085.4095
11.02. | 8 | 1098.0305
11.02. | 9 | 1114.8586
11.02. | 10 | 1114.8586
11.02. | 11 | 1114.8586
11.02. | 12 | 1106.4445
11.02. | 13 | 1110.6515
11.02. | 14 | 1110.6515
11.02. | 15 | 1114.8586
11.02. | 16 | 1114.8586
11.02. | 17 | 1131.6866
11.02. | 18 | 1165.3427
11.02. | 19 | 1173.7567
11.02. | 20 | 1173.7567
11.02. | 21 | 1173.7567
11.02. | 22 | 1177.9638
11.02. | 23 | 1169.5497
11.02. | 24 | 1152.7217
12.02. | 1 | 1144.3076
12.02. | 2 | 1144.3076
12.02. | 3 | 1140.1006
12.02. | 4 | 1140.1006
12.02. | 5 | 1144.3076
12.02. | 6 | 1144.3076
12.02. | 7 | 1165.3427
12.02. | 8 | 1203.2058
12.02. | 9 | 1232.6549
12.02. | 10 | 1224.2409
12.02. | 11 | 1232.6549
12.02. | 12 | 1224.2409
12.02. | 13 | 1194.7918
12.02. | 14 | 1190.5848
12.02. | 15 | 1194.7918
12.02. | 16 | 1215.8269
12.02. | 17 | 1220.0339
12.02. | 18 | 1245.276
12.02. | 19 | 1299.9671
12.02. | 20 | 1316.7952
12.02. | 21 | 1316.7952
12.02. | 22 | 1316.7952
12.02. | 23 | 1308.3812
12.02. | 24 | 1283.1391
13.02. | 1 | 1262.104
13.02. | 2 | 1249.483
13.02. | 3 | 1241.069
13.02. | 4 | 1241.069
13.02. | 5 | 1236.8619
13.02. | 6 | 1245.276
13.02. | 7 | 1270.518
13.02. | 8 | 1291.5531
13.02. | 9 | 1299.9671
13.02. | 10 | 1295.7601
13.02. | 11 | 1295.7601
13.02. | 12 | 1291.5531
13.02. | 13 | 1278.9321
13.02. | 14 | 1287.3461
13.02. | 15 | 1295.7601
13.02. | 16 | 1299.9671
13.02. | 17 | 1299.9671
13.02. | 18 | 1321.0022
13.02. | 19 | 1333.6232
13.02. | 20 | 1342.0373
13.02. | 21 | 1354.6583
13.02. | 22 | 1350.4513
13.02. | 23 | 1337.8303
13.02. | 24 | 1325.2092
14.02. | 1 | 1304.1742
14.02. | 2 | 1304.1742
14.02. | 3 | 1299.9671
14.02. | 4 | 1299.9671
14.02. | 5 | 1299.9671
14.02. | 6 | 1299.9671
14.02. | 7 | 1321.0022
14.02. | 8 | 1333.6232
14.02. | 9 | 1329.4162
14.02. | 10 | 1337.8303
14.02. | 11 | 1329.4162
14.02. | 12 | 1325.2092
14.02. | 13 | 1304.1742
14.02. | 14 | 1291.5531
14.02. | 15 | 1283.1391
14.02. | 16 | 1287.3461
14.02. | 17 | 1308.3812
14.02. | 18 | 1325.2092
14.02. | 19 | 1350.4513
14.02. | 20 | 1354.6583
14.02. | 21 | 1358.8653
14.02. | 22 | 1354.6583
14.02. | 23 | 1346.2443
14.02. | 24 | 1325.2092
15.02. | 1 | 1299.9671
15.02. | 2 | 1278.9321
15.02. | 3 | 1278.9321
15.02. | 4 | 1274.7251
15.02. | 5 | 1278.9321
15.02. | 6 | 1283.1391
15.02. | 7 | 1312.5882
15.02. | 8 | 1342.0373
15.02. | 9 | 1333.6232
15.02. | 10 | 1333.6232
15.02. | 11 | 1342.0373
15.02. | 12 | 1342.0373
15.02. | 13 | 1342.0373
15.02. | 14 | 1350.4513
15.02. | 15 | 1354.6583
15.02. | 16 | 1354.6583
15.02. | 17 | 1354.6583
15.02. | 18 | 1371.4864
15.02. | 19 | 1379.9004
15.02. | 20 | 1396.7284
15.02. | 21 | 1388.3144
15.02. | 22 | 1392.5214
15.02. | 23 | 1384.1074
15.02. | 24 | 1363.0723
16.02. | 1 | 1312.5882
16.02. | 2 | 1312.5882
16.02. | 3 | 1312.5882
16.02. | 4 | 1312.5882
16.02. | 5 | 1308.3812
16.02. | 6 | 1312.5882
16.02. | 7 | 1316.7952
16.02. | 8 | 1325.2092
16.02. | 9 | 1329.4162
16.02. | 10 | 1325.2092
16.02. | 11 | 1329.4162
16.02. | 12 | 1325.2092
16.02. | 13 | 1308.3812
16.02. | 14 | 1333.6232
16.02. | 15 | 1333.6232
16.02. | 16 | 1337.8303
16.02. | 17 | 1346.2443
16.02. | 18 | 1367.2794
16.02. | 19 | 1388.3144
16.02. | 20 | 1396.7284
16.02. | 21 | 1388.3144
16.02. | 22 | 1384.1074
16.02. | 23 | 1371.4864
16.02. | 24 | 1354.6583
17.02. | 1 | 1337.8303
17.02. | 2 | 1325.2092
17.02. | 3 | 1321.0022
17.02. | 4 | 1299.9671
17.02. | 5 | 1299.9671
17.02. | 6 | 1291.5531
17.02. | 7 | 1291.5531
17.02. | 8 | 1295.7601
17.02. | 9 | 1291.5531
17.02. | 10 | 1287.3461
17.02. | 11 | 1270.518
17.02. | 12 | 1253.69
17.02. | 13 | 1257.897
17.02. | 14 | 1257.897
17.02. | 15 | 1253.69
17.02. | 16 | 1253.69
17.02. | 17 | 1253.69
17.02. | 18 | 1291.5531
17.02. | 19 | 1308.3812
17.02. | 20 | 1316.7952
17.02. | 21 | 1308.3812
17.02. | 22 | 1308.3812
17.02. | 23 | 1308.3812
17.02. | 24 | 1308.3812
18.02. | 1 | 1299.9671
18.02. | 2 | 1295.7601
18.02. | 3 | 1283.1391
18.02. | 4 | 1283.1391
18.02. | 5 | 1287.3461
18.02. | 6 | 1283.1391
18.02. | 7 | 1283.1391
18.02. | 8 | 1278.9321
18.02. | 9 | 1278.9321
18.02. | 10 | 1257.897
18.02. | 11 | 1257.897
18.02. | 12 | 1245.276
18.02. | 13 | 1241.069
18.02. | 14 | 1236.8619
18.02. | 15 | 1236.8619
18.02. | 16 | 1232.6549
18.02. | 17 | 1236.8619
18.02. | 18 | 1262.104
18.02. | 19 | 1287.3461
18.02. | 20 | 1295.7601
18.02. | 21 | 1291.5531
18.02. | 22 | 1291.5531
18.02. | 23 | 1295.7601
18.02. | 24 | 1287.3461
19.02. | 1 | 1274.7251
19.02. | 2 | 1274.7251
19.02. | 3 | 1270.518
19.02. | 4 | 1266.311
19.02. | 5 | 1257.897
19.02. | 6 | 1262.104
19.02. | 7 | 1299.9671
19.02. | 8 | 1333.6232
19.02. | 9 | 1342.0373
19.02. | 10 | 1337.8303
19.02. | 11 | 1325.2092
19.02. | 12 | 1312.5882
19.02. | 13 | 1295.7601
19.02. | 14 | 1287.3461
19.02. | 15 | 1278.9321
19.02. | 16 | 1274.7251
19.02. | 17 | 1283.1391
19.02. | 18 | 1304.1742
19.02. | 19 | 1333.6232
19.02. | 20 | 1346.2443
19.02. | 21 | 1350.4513
19.02. | 22 | 1354.6583
19.02. | 23 | 1346.2443
19.02. | 24 | 1337.8303
20.02. | 1 | 1312.5882
20.02. | 2 | 1299.9671
20.02. | 3 | 1278.9321
20.02. | 4 | 1278.9321
20.02. | 5 | 1270.518
20.02. | 6 | 1291.5531
20.02. | 7 | 1295.7601
20.02. | 8 | 1304.1742
20.02. | 9 | 1308.3812
20.02. | 10 | 1295.7601
20.02. | 11 | 1262.104
20.02. | 12 | 1253.69
20.02. | 13 | 1249.483
20.02. | 14 | 1245.276
20.02. | 15 | 1257.897
20.02. | 16 | 1262.104
20.02. | 17 | 1270.518
20.02. | 18 | 1321.0022
20.02. | 19 | 1358.8653
20.02. | 20 | 1379.9004
20.02. | 21 | 1375.6934
20.02. | 22 | 1375.6934
20.02. | 23 | 1367.2794
20.02. | 24 | 1346.2443
21.02. | 1 | 1333.6232
21.02. | 2 | 1337.8303
21.02. | 3 | 1333.6232
21.02. | 4 | 1321.0022
21.02. | 5 | 1325.2092
21.02. | 6 | 1325.2092
21.02. | 7 | 1342.0373
21.02. | 8 | 1346.2443
21.02. | 9 | 1346.2443
21.02. | 10 | 1333.6232
21.02. | 11 | 1287.3461
21.02. | 12 | 1266.311
21.02. | 13 | 1287.3461
21.02. | 14 | 1283.1391
21.02. | 15 | 1291.5531
21.02. | 16 | 1291.5531
21.02. | 17 | 1291.5531
21.02. | 18 | 1312.5882
21.02. | 19 | 1354.6583
21.02. | 20 | 1367.2794
21.02. | 21 | 1363.0723
21.02. | 22 | 1358.8653
21.02. | 23 | 1350.4513
21.02. | 24 | 1299.9671
22.02. | 1 | 1186.3778
22.02. | 2 | 1177.9638
22.02. | 3 | 1173.7567
22.02. | 4 | 1177.9638
22.02. | 5 | 1173.7567
22.02. | 6 | 1182.1708
22.02. | 7 | 1182.1708
22.02. | 8 | 1177.9638
22.02. | 9 | 1177.9638
22.02. | 10 | 1165.3427
22.02. | 11 | 1152.7217
22.02. | 12 | 1148.5147
22.02. | 13 | 1131.6866
22.02. | 14 | 1135.8936
22.02. | 15 | 1140.1006
22.02. | 16 | 1135.8936
22.02. | 17 | 1135.8936
22.02. | 18 | 1156.9287
22.02. | 19 | 1169.5497
22.02. | 20 | 1177.9638
22.02. | 21 | 1135.8936
22.02. | 22 | 1140.1006
22.02. | 23 | 1135.8936
22.02. | 24 | 1123.2726
23.02. | 1 | 1123.2726
23.02. | 2 | 1114.8586
23.02. | 3 | 1110.6515
23.02. | 4 | 1106.4445
23.02. | 5 | 1106.4445
23.02. | 6 | 1106.4445
23.02. | 7 | 1119.0656
23.02. | 8 | 1127.4796
23.02. | 9 | 1123.2726
23.02. | 10 | 1131.6866
23.02. | 11 | 1102.2375
23.02. | 12 | 1089.6165
23.02. | 13 | 1085.4095
23.02. | 14 | 1051.7533
23.02. | 15 | 1060.1674
23.02. | 16 | 1064.3744
23.02. | 17 | 1102.2375
23.02. | 18 | 1106.4445
23.02. | 19 | 1119.0656
23.02. | 20 | 1123.2726
23.02. | 21 | 1119.0656
23.02. | 22 | 1114.8586
23.02. | 23 | 1106.4445
23.02. | 24 | 1093.8235
24.02. | 1 | 1089.6165
24.02. | 2 | 1089.6165
24.02. | 3 | 1085.4095
24.02. | 4 | 1085.4095
24.02. | 5 | 1076.9954
24.02. | 6 | 1076.9954
24.02. | 7 | 1068.5814
24.02. | 8 | 1072.7884
24.02. | 9 | 1068.5814
24.02. | 10 | 1064.3744
24.02. | 11 | 1064.3744
24.02. | 12 | 1030.7183
24.02. | 13 | 1009.6832
24.02. | 14 | 1005.4762
24.02. | 15 | 1001.2692
24.02. | 16 | 1001.2692
24.02. | 17 | 1009.6832
24.02. | 18 | 1047.5463
24.02. | 19 | 1055.9604
24.02. | 20 | 1064.3744
24.02. | 21 | 1068.5814
24.02. | 22 | 1060.1674
24.02. | 23 | 1060.1674
24.02. | 24 | 1051.7533
25.02. | 1 | 1026.5113
25.02. | 2 | 1026.5113
25.02. | 3 | 1022.3043
25.02. | 4 | 1022.3043
25.02. | 5 | 1022.3043
25.02. | 6 | 1022.3043
25.02. | 7 | 1018.0972
25.02. | 8 | 1018.0972
25.02. | 9 | 1005.4762
25.02. | 10 | 980.2341
25.02. | 11 | 921.3359
25.02. | 12 | 912.9219
25.02. | 13 | 908.7149
25.02. | 14 | 912.9219
25.02. | 15 | 908.7149
25.02. | 16 | 900.3009
25.02. | 17 | 908.7149
25.02. | 18 | 929.75
25.02. | 19 | 988.6481
25.02. | 20 | 1013.8902
25.02. | 21 | 1009.6832
25.02. | 22 | 1009.6832
25.02. | 23 | 1009.6832
25.02. | 24 | 1009.6832
26.02. | 1 | 1018.0972
26.02. | 2 | 1018.0972
26.02. | 3 | 1001.2692
26.02. | 4 | 1005.4762
26.02. | 5 | 997.0622
26.02. | 6 | 1009.6832
26.02. | 7 | 1034.9253
26.02. | 8 | 1068.5814
26.02. | 9 | 1085.4095
26.02. | 10 | 1089.6165
26.02. | 11 | 1093.8235
26.02. | 12 | 1098.0305
26.02. | 13 | 1076.9954
26.02. | 14 | 1076.9954
26.02. | 15 | 1076.9954
26.02. | 16 | 1068.5814
26.02. | 17 | 1072.7884
26.02. | 18 | 1085.4095
26.02. | 19 | 1102.2375
26.02. | 20 | 1114.8586
26.02. | 21 | 1106.4445
26.02. | 22 | 1110.6515
26.02. | 23 | 1110.6515
26.02. | 24 | 1102.2375
27.02. | 1 | 1064.3744
27.02. | 2 | 1060.1674
27.02. | 3 | 1043.3393
27.02. | 4 | 1043.3393
27.02. | 5 | 1039.1323
27.02. | 6 | 1047.5463
27.02. | 7 | 1072.7884
27.02. | 8 | 1098.0305
27.02. | 9 | 1106.4445
27.02. | 10 | 1098.0305
27.02. | 11 | 1076.9954
27.02. | 12 | 1064.3744
27.02. | 13 | 1064.3744
27.02. | 14 | 1076.9954
27.02. | 15 | 1089.6165
27.02. | 16 | 1076.9954
27.02. | 17 | 1081.2024
27.02. | 18 | 1102.2375
27.02. | 19 | 1119.0656
27.02. | 20 | 1131.6866
27.02. | 21 | 1127.4796
27.02. | 22 | 1135.8936
27.02. | 23 | 1123.2726
27.02. | 24 | 1119.0656
28.02. | 1 | 1098.0305
28.02. | 2 | 1093.8235
28.02. | 3 | 1089.6165
28.02. | 4 | 1089.6165
28.02. | 5 | 1085.4095
28.02. | 6 | 1093.8235
28.02. | 7 | 1114.8586
28.02. | 8 | 1119.0656
28.02. | 9 | 1123.2726
28.02. | 10 | 1106.4445
28.02. | 11 | 1072.7884
28.02. | 12 | 1060.1674
28.02. | 13 | 1043.3393
28.02. | 14 | 1034.9253
28.02. | 15 | 1039.1323
28.02. | 16 | 1039.1323
28.02. | 17 | 1043.3393
28.02. | 18 | 1072.7884
28.02. | 19 | 1123.2726
28.02. | 20 | 1144.3076
28.02. | 21 | 1156.9287
28.02. | 22 | 1169.5497
28.02. | 23 | 1165.3427
28.02. | 24 | 1148.5147
01.03. | 1 | 1140.1006
01.03. | 2 | 1140.1006
01.03. | 3 | 1127.4796
01.03. | 4 | 1127.4796
01.03. | 5 | 1131.6866
01.03. | 6 | 1131.6866
01.03. | 7 | 1140.1006
01.03. | 8 | 1144.3076
01.03. | 9 | 1144.3076
01.03. | 10 | 1127.4796
01.03. | 11 | 1110.6515
01.03. | 12 | 1089.6165
01.03. | 13 | 1081.2024
01.03. | 14 | 1076.9954
01.03. | 15 | 1081.2024
01.03. | 16 | 1081.2024
01.03. | 17 | 1085.4095
01.03. | 18 | 1127.4796
01.03. | 19 | 1161.1357
01.03. | 20 | 1161.1357
01.03. | 21 | 1148.5147
01.03. | 22 | 1148.5147
01.03. | 23 | 1135.8936
01.03. | 24 | 1127.4796
02.03. | 1 | 1106.4445
02.03. | 2 | 1098.0305
02.03. | 3 | 1093.8235
02.03. | 4 | 1098.0305
02.03. | 5 | 1093.8235
02.03. | 6 | 1098.0305
02.03. | 7 | 1114.8586
02.03. | 8 | 1119.0656
02.03. | 9 | 1127.4796
02.03. | 10 | 1127.4796
02.03. | 11 | 1081.2024
02.03. | 12 | 1060.1674
02.03. | 13 | 1051.7533
02.03. | 14 | 1047.5463
02.03. | 15 | 1047.5463
02.03. | 16 | 1055.9604
02.03. | 17 | 1055.9604
02.03. | 18 | 1093.8235
02.03. | 19 | 1131.6866
02.03. | 20 | 1131.6866
02.03. | 21 | 1135.8936
02.03. | 22 | 1127.4796
02.03. | 23 | 1110.6515
02.03. | 24 | 1098.0305
03.03. | 1 | 1072.7884
03.03. | 2 | 1072.7884
03.03. | 3 | 1072.7884
03.03. | 4 | 1072.7884
03.03. | 5 | 1072.7884
03.03. | 6 | 1068.5814
03.03. | 7 | 1072.7884
03.03. | 8 | 1072.7884
03.03. | 9 | 1072.7884
03.03. | 10 | 1072.7884
03.03. | 11 | 1064.3744
03.03. | 12 | 1026.5113
03.03. | 13 | 1022.3043
03.03. | 14 | 1018.0972
03.03. | 15 | 1018.0972
03.03. | 16 | 1018.0972
03.03. | 17 | 1034.9253
03.03. | 18 | 1051.7533
03.03. | 19 | 1064.3744
03.03. | 20 | 1064.3744
03.03. | 21 | 1081.2024
03.03. | 22 | 1081.2024
03.03. | 23 | 1068.5814
03.03. | 24 | 1064.3744
04.03. | 1 | 1064.3744
04.03. | 2 | 1055.9604
04.03. | 3 | 1055.9604
04.03. | 4 | 1055.9604
04.03. | 5 | 1051.7533
04.03. | 6 | 1051.7533
04.03. | 7 | 1051.7533
04.03. | 8 | 1055.9604
04.03. | 9 | 1047.5463
04.03. | 10 | 1030.7183
04.03. | 11 | 1022.3043
04.03. | 12 | 1022.3043
04.03. | 13 | 1022.3043
04.03. | 14 | 1022.3043
04.03. | 15 | 1018.0972
04.03. | 16 | 1013.8902
04.03. | 17 | 1018.0972
04.03. | 18 | 1043.3393
04.03. | 19 | 1068.5814
04.03. | 20 | 1076.9954
04.03. | 21 | 1081.2024
04.03. | 22 | 1081.2024
04.03. | 23 | 1068.5814
04.03. | 24 | 1064.3744
05.03. | 1 | 1055.9604
05.03. | 2 | 1051.7533
05.03. | 3 | 1051.7533
05.03. | 4 | 1055.9604
05.03. | 5 | 1051.7533
05.03. | 6 | 1055.9604
05.03. | 7 | 1072.7884
05.03. | 8 | 1093.8235
05.03. | 9 | 1119.0656
05.03. | 10 | 1110.6515
05.03. | 11 | 1114.8586
05.03. | 12 | 1110.6515
05.03. | 13 | 1110.6515
05.03. | 14 | 1114.8586
05.03. | 15 | 1114.8586
05.03. | 16 | 1123.2726
05.03. | 17 | 1123.2726
05.03. | 18 | 1131.6866
05.03. | 19 | 1140.1006
05.03. | 20 | 1148.5147
05.03. | 21 | 1169.5497
05.03. | 22 | 1169.5497
05.03. | 23 | 1152.7217
05.03. | 24 | 1144.3076
06.03. | 1 | 1135.8936
06.03. | 2 | 1135.8936
06.03. | 3 | 1131.6866
06.03. | 4 | 1123.2726
06.03. | 5 | 1098.0305
06.03. | 6 | 1093.8235
06.03. | 7 | 1131.6866
06.03. | 8 | 1173.7567
06.03. | 9 | 1173.7567
06.03. | 10 | 1152.7217
06.03. | 11 | 1114.8586
06.03. | 12 | 1110.6515
06.03. | 13 | 1106.4445
06.03. | 14 | 1102.2375
06.03. | 15 | 1098.0305
06.03. | 16 | 1093.8235
06.03. | 17 | 1110.6515
06.03. | 18 | 1152.7217
06.03. | 19 | 1241.069
06.03. | 20 | 1283.1391
06.03. | 21 | 1295.7601
06.03. | 22 | 1295.7601
06.03. | 23 | 1291.5531
06.03. | 24 | 1274.7251
07.03. | 1 | 1245.276
07.03. | 2 | 1224.2409
07.03. | 3 | 1220.0339
07.03. | 4 | 1220.0339
07.03. | 5 | 1215.8269
07.03. | 6 | 1215.8269
07.03. | 7 | 1236.8619
07.03. | 8 | 1262.104
07.03. | 9 | 1257.897
07.03. | 10 | 1194.7918
07.03. | 11 | 1169.5497
07.03. | 12 | 1148.5147
07.03. | 13 | 1140.1006
07.03. | 14 | 1140.1006
07.03. | 15 | 1135.8936
07.03. | 16 | 1135.8936
07.03. | 17 | 1140.1006
07.03. | 18 | 1173.7567
07.03. | 19 | 1236.8619
07.03. | 20 | 1270.518
07.03. | 21 | 1283.1391
07.03. | 22 | 1278.9321
07.03. | 23 | 1257.897
07.03. | 24 | 1215.8269
08.03. | 1 | 1098.0305
08.03. | 2 | 1089.6165
08.03. | 3 | 1081.2024
08.03. | 4 | 1085.4095
08.03. | 5 | 1081.2024
08.03. | 6 | 1085.4095
08.03. | 7 | 1102.2375
08.03. | 8 | 1102.2375
08.03. | 9 | 1106.4445
08.03. | 10 | 1106.4445
08.03. | 11 | 1093.8235
08.03. | 12 | 1072.7884
08.03. | 13 | 1068.5814
08.03. | 14 | 1060.1674
08.03. | 15 | 1047.5463
08.03. | 16 | 1039.1323
08.03. | 17 | 1043.3393
08.03. | 18 | 1060.1674
08.03. | 19 | 1093.8235
08.03. | 20 | 1123.2726
08.03. | 21 | 1114.8586
08.03. | 22 | 1110.6515
08.03. | 23 | 1085.4095
08.03. | 24 | 1068.5814
09.03. | 1 | 988.6481
09.03. | 2 | 992.8552
09.03. | 3 | 984.4411
09.03. | 4 | 980.2341
09.03. | 5 | 971.8201
09.03. | 6 | 946.578
09.03. | 7 | 984.4411
09.03. | 8 | 984.4411
09.03. | 9 | 992.8552
09.03. | 10 | 976.0271
09.03. | 11 | 946.578
09.03. | 12 | 971.8201
09.03. | 13 | 925.5429
09.03. | 14 | 917.1289
09.03. | 15 | 904.5079
09.03. | 16 | 904.5079
09.03. | 17 | 912.9219
09.03. | 18 | 938.164
09.03. | 19 | 984.4411
09.03. | 20 | 1018.0972
09.03. | 21 | 1005.4762
09.03. | 22 | 1001.2692
09.03. | 23 | 959.1991
09.03. | 24 | 921.3359
10.03. | 1 | 858.2307
10.03. | 2 | 837.1957
10.03. | 3 | 828.7816
10.03. | 4 | 824.5746
10.03. | 5 | 807.7466
10.03. | 6 | 811.9536
10.03. | 7 | 816.1606
10.03. | 8 | 824.5746
10.03. | 9 | 824.5746
10.03. | 10 | 816.1606
10.03. | 11 | 811.9536
10.03. | 12 | 807.7466
10.03. | 13 | 807.7466
10.03. | 14 | 811.9536
10.03. | 15 | 811.9536
10.03. | 16 | 790.9185
10.03. | 17 | 795.1255
10.03. | 18 | 811.9536
10.03. | 19 | 824.5746
10.03. | 20 | 875.0588
10.03. | 21 | 917.1289
10.03. | 22 | 917.1289
10.03. | 23 | 908.7149
10.03. | 24 | 891.8868
11.03. | 1 | 908.7149
11.03. | 2 | 896.0939
11.03. | 3 | 896.0939
11.03. | 4 | 891.8868
11.03. | 5 | 879.2658
11.03. | 6 | 875.0588
11.03. | 7 | 883.4728
11.03. | 8 | 891.8868
11.03. | 9 | 887.6798
11.03. | 10 | 866.6448
11.03. | 11 | 858.2307
11.03. | 12 | 824.5746
11.03. | 13 | 803.5396
11.03. | 14 | 803.5396
11.03. | 15 | 795.1255
11.03. | 16 | 790.9185
11.03. | 17 | 782.5045
11.03. | 18 | 837.1957
11.03. | 19 | 904.5079
11.03. | 20 | 971.8201
11.03. | 21 | 967.6131
11.03. | 22 | 963.4061
11.03. | 23 | 959.1991
11.03. | 24 | 933.957
12.03. | 1 | 883.4728
12.03. | 2 | 883.4728
12.03. | 3 | 883.4728
12.03. | 4 | 883.4728
12.03. | 5 | 887.6798
12.03. | 6 | 891.8868
12.03. | 7 | 908.7149
12.03. | 8 | 929.75
12.03. | 9 | 942.371
12.03. | 10 | 938.164
12.03. | 11 | 921.3359
12.03. | 12 | 896.0939
12.03. | 13 | 858.2307
12.03. | 14 | 858.2307
12.03. | 15 | 845.6097
12.03. | 16 | 854.0237
12.03. | 17 | 866.6448
12.03. | 18 | 875.0588
12.03. | 19 | 938.164
12.03. | 20 | 1034.9253
12.03. | 21 | 1055.9604
12.03. | 22 | 1055.9604
12.03. | 23 | 1051.7533
12.03. | 24 | 1034.9253
13.03. | 1 | 1001.2692
13.03. | 2 | 992.8552
13.03. | 3 | 988.6481
13.03. | 4 | 988.6481
13.03. | 5 | 988.6481
13.03. | 6 | 1001.2692
13.03. | 7 | 1047.5463
13.03. | 8 | 1081.2024
13.03. | 9 | 1076.9954
13.03. | 10 | 1013.8902
13.03. | 11 | 963.4061
13.03. | 12 | 929.75
13.03. | 13 | 938.164
13.03. | 14 | 942.371
13.03. | 15 | 942.371
13.03. | 16 | 946.578
13.03. | 17 | 967.6131
13.03. | 18 | 1018.0972
13.03. | 19 | 1156.9287
13.03. | 20 | 1220.0339
13.03. | 21 | 1291.5531
13.03. | 22 | 1291.5531
13.03. | 23 | 1274.7251
13.03. | 24 | 1262.104
14.03. | 1 | 1228.4479
14.03. | 2 | 1203.2058
14.03. | 3 | 1203.2058
14.03. | 4 | 1203.2058
14.03. | 5 | 1198.9988
14.03. | 6 | 1198.9988
14.03. | 7 | 1228.4479
14.03. | 8 | 1249.483
14.03. | 9 | 1249.483
14.03. | 10 | 1198.9988
14.03. | 11 | 1152.7217
14.03. | 12 | 1156.9287
14.03. | 13 | 1165.3427
14.03. | 14 | 1165.3427
14.03. | 15 | 1173.7567
14.03. | 16 | 1173.7567
14.03. | 17 | 1173.7567
14.03. | 18 | 1224.2409
14.03. | 19 | 1308.3812
14.03. | 20 | 1333.6232
14.03. | 21 | 1342.0373
14.03. | 22 | 1342.0373
14.03. | 23 | 1312.5882
14.03. | 24 | 1291.5531
15.03. | 1 | 1228.4479
15.03. | 2 | 1224.2409
15.03. | 3 | 1220.0339
15.03. | 4 | 1220.0339
15.03. | 5 | 1211.6199
15.03. | 6 | 1220.0339
15.03. | 7 | 1232.6549
15.03. | 8 | 1253.69
15.03. | 9 | 1249.483
15.03. | 10 | 1203.2058
15.03. | 11 | 1148.5147
15.03. | 12 | 1098.0305
15.03. | 13 | 1081.2024
15.03. | 14 | 1081.2024
15.03. | 15 | 1068.5814
15.03. | 16 | 1068.5814
15.03. | 17 | 1085.4095
15.03. | 18 | 1127.4796
15.03. | 19 | 1194.7918
15.03. | 20 | 1236.8619
15.03. | 21 | 1245.276
15.03. | 22 | 1249.483
15.03. | 23 | 1241.069
15.03. | 24 | 1203.2058
16.03. | 1 | 1194.7918
16.03. | 2 | 1190.5848
16.03. | 3 | 1190.5848
16.03. | 4 | 1190.5848
16.03. | 5 | 1186.3778
16.03. | 6 | 1190.5848
16.03. | 7 | 1207.4128
16.03. | 8 | 1224.2409
16.03. | 9 | 1228.4479
16.03. | 10 | 1190.5848
16.03. | 11 | 1127.4796
16.03. | 12 | 1123.2726
16.03. | 13 | 1098.0305
16.03. | 14 | 1089.6165
16.03. | 15 | 1093.8235
16.03. | 16 | 1093.8235
16.03. | 17 | 1098.0305
16.03. | 18 | 1148.5147
16.03. | 19 | 1186.3778
16.03. | 20 | 1245.276
16.03. | 21 | 1274.7251
16.03. | 22 | 1274.7251
16.03. | 23 | 1270.518
16.03. | 24 | 1245.276
17.03. | 1 | 1190.5848
17.03. | 2 | 1190.5848
17.03. | 3 | 1182.1708
17.03. | 4 | 1182.1708
17.03. | 5 | 1169.5497
17.03. | 6 | 1173.7567
17.03. | 7 | 1169.5497
17.03. | 8 | 1169.5497
17.03. | 9 | 1156.9287
17.03. | 10 | 1131.6866
17.03. | 11 | 1102.2375
17.03. | 12 | 1093.8235
17.03. | 13 | 1093.8235
17.03. | 14 | 1089.6165
17.03. | 15 | 1085.4095
17.03. | 16 | 1081.2024
17.03. | 17 | 1081.2024
17.03. | 18 | 1110.6515
17.03. | 19 | 1161.1357
17.03. | 20 | 1207.4128
17.03. | 21 | 1207.4128
17.03. | 22 | 1211.6199
17.03. | 23 | 1203.2058
17.03. | 24 | 1186.3778
18.03. | 1 | 1169.5497
18.03. | 2 | 1161.1357
18.03. | 3 | 1152.7217
18.03. | 4 | 1152.7217
18.03. | 5 | 1152.7217
18.03. | 6 | 1152.7217
18.03. | 7 | 1144.3076
18.03. | 8 | 1144.3076
18.03. | 9 | 1131.6866
18.03. | 10 | 1089.6165
18.03. | 11 | 1072.7884
18.03. | 12 | 1043.3393
18.03. | 13 | 1018.0972
18.03. | 14 | 1034.9253
18.03. | 15 | 1034.9253
18.03. | 16 | 1030.7183
18.03. | 17 | 1043.3393
18.03. | 18 | 1060.1674
18.03. | 19 | 1135.8936
18.03. | 20 | 1186.3778
18.03. | 21 | 1203.2058
18.03. | 22 | 1203.2058
18.03. | 23 | 1203.2058
18.03. | 24 | 1194.7918
19.03. | 1 | 1190.5848
19.03. | 2 | 1190.5848
19.03. | 3 | 1186.3778
19.03. | 4 | 1186.3778
19.03. | 5 | 1190.5848
19.03. | 6 | 1198.9988
19.03. | 7 | 1224.2409
19.03. | 8 | 1249.483
19.03. | 9 | 1262.104
19.03. | 10 | 1253.69
19.03. | 11 | 1236.8619
19.03. | 12 | 1220.0339
19.03. | 13 | 1228.4479
19.03. | 14 | 1228.4479
19.03. | 15 | 1224.2409
19.03. | 16 | 1224.2409
19.03. | 17 | 1232.6549
19.03. | 18 | 1253.69
19.03. | 19 | 1287.3461
19.03. | 20 | 1308.3812
19.03. | 21 | 1337.8303
19.03. | 22 | 1329.4162
19.03. | 23 | 1321.0022
19.03. | 24 | 1304.1742
20.03. | 1 | 1291.5531
20.03. | 2 | 1278.9321
20.03. | 3 | 1270.518
20.03. | 4 | 1270.518
20.03. | 5 | 1266.311
20.03. | 6 | 1270.518
20.03. | 7 | 1283.1391
20.03. | 8 | 1291.5531
20.03. | 9 | 1295.7601
20.03. | 10 | 1274.7251
20.03. | 11 | 1241.069
20.03. | 12 | 1232.6549
20.03. | 13 | 1228.4479
20.03. | 14 | 1228.4479
20.03. | 15 | 1228.4479
20.03. | 16 | 1232.6549
20.03. | 17 | 1241.069
20.03. | 18 | 1274.7251
20.03. | 19 | 1316.7952
20.03. | 20 | 1333.6232
20.03. | 21 | 1342.0373
20.03. | 22 | 1346.2443
20.03. | 23 | 1337.8303
20.03. | 24 | 1325.2092
21.03. | 1 | 1278.9321
21.03. | 2 | 1278.9321
21.03. | 3 | 1270.518
21.03. | 4 | 1266.311
21.03. | 5 | 1266.311
21.03. | 6 | 1266.311
21.03. | 7 | 1283.1391
21.03. | 8 | 1295.7601
21.03. | 9 | 1295.7601
21.03. | 10 | 1262.104
21.03. | 11 | 1194.7918
21.03. | 12 | 1190.5848
21.03. | 13 | 1182.1708
21.03. | 14 | 1177.9638
21.03. | 15 | 1186.3778
21.03. | 16 | 1190.5848
21.03. | 17 | 1194.7918
21.03. | 18 | 1236.8619
21.03. | 19 | 1312.5882
21.03. | 20 | 1329.4162
21.03. | 21 | 1342.0373
21.03. | 22 | 1337.8303
21.03. | 23 | 1325.2092
21.03. | 24 | 1299.9671
22.03. | 1 | 1241.069
22.03. | 2 | 1220.0339
22.03. | 3 | 1220.0339
22.03. | 4 | 1220.0339
22.03. | 5 | 1228.4479
22.03. | 6 | 1232.6549
22.03. | 7 | 1253.69
22.03. | 8 | 1274.7251
22.03. | 9 | 1274.7251
22.03. | 10 | 1257.897
22.03. | 11 | 1211.6199
22.03. | 12 | 1186.3778
22.03. | 13 | 1177.9638
22.03. | 14 | 1177.9638
22.03. | 15 | 1177.9638
22.03. | 16 | 1173.7567
22.03. | 17 | 1173.7567
22.03. | 18 | 1190.5848
22.03. | 19 | 1253.69
22.03. | 20 | 1304.1742
22.03. | 21 | 1295.7601
22.03. | 22 | 1299.9671
22.03. | 23 | 1274.7251
22.03. | 24 | 1241.069
23.03. | 1 | 1131.6866
23.03. | 2 | 1127.4796
23.03. | 3 | 1123.2726
23.03. | 4 | 1123.2726
23.03. | 5 | 1123.2726
23.03. | 6 | 1127.4796
23.03. | 7 | 1148.5147
23.03. | 8 | 1177.9638
23.03. | 9 | 1182.1708
23.03. | 10 | 1127.4796
23.03. | 11 | 1102.2375
23.03. | 12 | 1068.5814
23.03. | 13 | 1034.9253
23.03. | 14 | 1018.0972
23.03. | 15 | 997.0622
23.03. | 16 | 988.6481
23.03. | 17 | 988.6481
23.03. | 18 | 1026.5113
23.03. | 19 | 1110.6515
23.03. | 20 | 1140.1006
23.03. | 21 | 1131.6866
23.03. | 22 | 1131.6866
23.03. | 23 | 1119.0656
23.03. | 24 | 1089.6165
24.03. | 1 | 946.578
24.03. | 2 | 942.371
24.03. | 3 | 942.371
24.03. | 4 | 942.371
24.03. | 5 | 938.164
24.03. | 6 | 938.164
24.03. | 7 | 938.164
24.03. | 8 | 925.5429
24.03. | 9 | 896.0939
24.03. | 10 | 837.1957
24.03. | 11 | 820.3676
24.03. | 12 | 774.0905
24.03. | 13 | 748.8484
24.03. | 14 | 748.8484
24.03. | 15 | 740.4344
24.03. | 16 | 744.6414
24.03. | 17 | 774.0905
24.03. | 18 | 799.3325
24.03. | 19 | 849.8167
24.03. | 20 | 854.0237
24.03. | 21 | 870.8518
24.03. | 22 | 870.8518
24.03. | 23 | 862.4377
24.03. | 24 | 820.3676
25.03. | 1 | 803.5396
25.03. | 2 | 790.9185
25.03. | 3 | 790.9185
25.03. | 4 | 790.9185
25.03. | 5 | 786.7115
25.03. | 6 | 795.1255
25.03. | 7 | 786.7115
25.03. | 8 | 774.0905
25.03. | 9 | 761.4694
25.03. | 10 | 740.4344
25.03. | 11 | 698.3642
25.03. | 12 | 706.7783
25.03. | 13 | 698.3642
25.03. | 14 | 685.7432
25.03. | 15 | 614.224
25.03. | 16 | 597.3959
25.03. | 17 | 622.638
25.03. | 18 | 677.3292
25.03. | 19 | 795.1255
25.03. | 20 | 887.6798
25.03. | 21 | 967.6131
25.03. | 22 | 976.0271
25.03. | 23 | 971.8201
25.03. | 24 | 980.2341
26.03. | 1 | 992.8552
26.03. | 2 | 992.8552
26.03. | 3 | 997.0622
26.03. | 4 | 1005.4762
26.03. | 5 | 1013.8902
26.03. | 6 | 1047.5463
26.03. | 7 | 1085.4095
26.03. | 8 | 1119.0656
26.03. | 9 | 1127.4796
26.03. | 10 | 1127.4796
26.03. | 11 | 1093.8235
26.03. | 12 | 1085.4095
26.03. | 13 | 1081.2024
26.03. | 14 | 1076.9954
26.03. | 15 | 1072.7884
26.03. | 16 | 1076.9954
26.03. | 17 | 1085.4095
26.03. | 18 | 1110.6515
26.03. | 19 | 1135.8936
26.03. | 20 | 1173.7567
26.03. | 21 | 1173.7567
26.03. | 22 | 1169.5497
26.03. | 23 | 1161.1357
26.03. | 24 | 1144.3076
27.03. | 1 | 1072.7884
27.03. | 2 | 1072.7884
27.03. | 3 | 1072.7884
27.03. | 4 | 1068.5814
27.03. | 5 | 1068.5814
27.03. | 6 | 1072.7884
27.03. | 7 | 1085.4095
27.03. | 8 | 1081.2024
27.03. | 9 | 1081.2024
27.03. | 10 | 1072.7884
27.03. | 11 | 1034.9253
27.03. | 12 | 1030.7183
27.03. | 13 | 1013.8902
27.03. | 14 | 1013.8902
27.03. | 15 | 1009.6832
27.03. | 16 | 1013.8902
27.03. | 17 | 1030.7183
27.03. | 18 | 1072.7884
27.03. | 19 | 1093.8235
27.03. | 20 | 1106.4445
27.03. | 21 | 1102.2375
27.03. | 22 | 1102.2375
27.03. | 23 | 1085.4095
27.03. | 24 | 1064.3744
28.03. | 1 | 1051.7533
28.03. | 2 | 1055.9604
28.03. | 3 | 1047.5463
28.03. | 4 | 1034.9253
28.03. | 5 | 1039.1323
28.03. | 6 | 1043.3393
28.03. | 7 | 1051.7533
28.03. | 8 | 1051.7533
28.03. | 9 | 1034.9253
28.03. | 10 | 976.0271
28.03. | 11 | 959.1991
28.03. | 12 | 925.5429
28.03. | 13 | 904.5079
28.03. | 14 | 900.3009
28.03. | 15 | 891.8868
28.03. | 16 | 896.0939
28.03. | 17 | 900.3009
28.03. | 18 | 921.3359
28.03. | 19 | 980.2341
28.03. | 20 | 988.6481
28.03. | 21 | 988.6481
28.03. | 22 | 984.4411
28.03. | 23 | 967.6131
28.03. | 24 | 908.7149
29.03. | 1 | 887.6798
29.03. | 2 | 875.0588
29.03. | 3 | 875.0588
29.03. | 4 | 870.8518
29.03. | 5 | 870.8518
29.03. | 6 | 887.6798
29.03. | 7 | 908.7149
29.03. | 8 | 912.9219
29.03. | 9 | 887.6798
29.03. | 10 | 862.4377
29.03. | 11 | 862.4377
29.03. | 12 | 832.9887
29.03. | 13 | 816.1606
29.03. | 14 | 811.9536
29.03. | 15 | 778.2975
29.03. | 16 | 778.2975
29.03. | 17 | 782.5045
29.03. | 18 | 807.7466
29.03. | 19 | 828.7816
29.03. | 20 | 828.7816
29.03. | 21 | 832.9887
29.03. | 22 | 832.9887
29.03. | 23 | 828.7816
29.03. | 24 | 820.3676
30.03. | 1 | 811.9536
30.03. | 2 | 811.9536
30.03. | 3 | 803.5396
30.03. | 4 | 799.3325
30.03. | 5 | 799.3325
30.03. | 6 | 799.3325
30.03. | 7 | 807.7466
30.03. | 8 | 807.7466
30.03. | 9 | 803.5396
30.03. | 10 | 795.1255
30.03. | 11 | 774.0905
30.03. | 12 | 765.6764
30.03. | 13 | 769.8835
30.03. | 14 | 765.6764
30.03. | 15 | 757.2624
30.03. | 16 | 753.0554
30.03. | 17 | 753.0554
30.03. | 18 | 769.8835
30.03. | 19 | 790.9185
30.03. | 20 | 803.5396
30.03. | 21 | 811.9536
30.03. | 22 | 807.7466
30.03. | 23 | 799.3325
30.03. | 24 | 824.5746
31.03. | 1 | 816.1606
31.03. | 2 | 816.1606
31.03. | 3 | 811.9536
31.03. | 4 | 807.7466
31.03. | 5 | 807.7466
31.03. | 6 | 807.7466
31.03. | 7 | 807.7466
31.03. | 8 | 807.7466
31.03. | 9 | 803.5396
31.03. | 10 | 778.2975
31.03. | 11 | 757.2624
31.03. | 12 | 748.8484
31.03. | 13 | 753.0554
31.03. | 14 | 753.0554
31.03. | 15 | 753.0554
31.03. | 16 | 748.8484
31.03. | 17 | 748.8484
31.03. | 18 | 761.4694
31.03. | 19 | 778.2975
31.03. | 20 | 795.1255
31.03. | 21 | 799.3325
31.03. | 22 | 799.3325
31.03. | 23 | 795.1255
31.03. | 24 | 778.2975
01.04. | 1 | 774.0905
01.04. | 2 | 782.5045
01.04. | 3 | 778.2975
01.04. | 4 | 757.2624
01.04. | 5 | 774.0905
01.04. | 6 | 757.2624
01.04. | 7 | 765.6764
01.04. | 8 | 765.6764
01.04. | 9 | 753.0554
01.04. | 10 | 732.0203
01.04. | 11 | 719.3993
01.04. | 12 | 732.0203
01.04. | 13 | 727.8133
01.04. | 14 | 715.1923
01.04. | 15 | 706.7783
01.04. | 16 | 685.7432
01.04. | 17 | 681.5362
01.04. | 18 | 706.7783
01.04. | 19 | 744.6414
01.04. | 20 | 803.5396
01.04. | 21 | 807.7466
01.04. | 22 | 803.5396
01.04. | 23 | 799.3325
01.04. | 24 | 778.2975
02.04. | 1 | 778.2975
02.04. | 2 | 774.0905
02.04. | 3 | 774.0905
02.04. | 4 | 761.4694
02.04. | 5 | 769.8835
02.04. | 6 | 795.1255
02.04. | 7 | 828.7816
02.04. | 8 | 841.4027
02.04. | 9 | 832.9887
02.04. | 10 | 807.7466
02.04. | 11 | 761.4694
02.04. | 12 | 761.4694
02.04. | 13 | 765.6764
02.04. | 14 | 786.7115
02.04. | 15 | 774.0905
02.04. | 16 | 778.2975
02.04. | 17 | 769.8835
02.04. | 18 | 828.7816
02.04. | 19 | 896.0939
02.04. | 20 | 912.9219
02.04. | 21 | 925.5429
02.04. | 22 | 925.5429
02.04. | 23 | 912.9219
02.04. | 24 | 900.3009
03.04. | 1 | 900.3009
03.04. | 2 | 896.0939
03.04. | 3 | 891.8868
03.04. | 4 | 883.4728
03.04. | 5 | 879.2658
03.04. | 6 | 904.5079
03.04. | 7 | 921.3359
03.04. | 8 | 929.75
03.04. | 9 | 908.7149
03.04. | 10 | 858.2307
03.04. | 11 | 845.6097
03.04. | 12 | 828.7816
03.04. | 13 | 828.7816
03.04. | 14 | 824.5746
03.04. | 15 | 816.1606
03.04. | 16 | 803.5396
03.04. | 17 | 820.3676
03.04. | 18 | 832.9887
03.04. | 19 | 862.4377
03.04. | 20 | 963.4061
03.04. | 21 | 963.4061
03.04. | 22 | 963.4061
03.04. | 23 | 946.578
03.04. | 24 | 980.2341
04.04. | 1 | 984.4411
04.04. | 2 | 984.4411
04.04. | 3 | 984.4411
04.04. | 4 | 992.8552
04.04. | 5 | 992.8552
04.04. | 6 | 997.0622
04.04. | 7 | 1005.4762
04.04. | 8 | 1001.2692
04.04. | 9 | 988.6481
04.04. | 10 | 959.1991
04.04. | 11 | 921.3359
04.04. | 12 | 912.9219
04.04. | 13 | 904.5079
04.04. | 14 | 908.7149
04.04. | 15 | 908.7149
04.04. | 16 | 904.5079
04.04. | 17 | 908.7149
04.04. | 18 | 946.578
04.04. | 19 | 992.8552
04.04. | 20 | 1047.5463
04.04. | 21 | 1051.7533
04.04. | 22 | 1047.5463
04.04. | 23 | 1043.3393
04.04. | 24 | 984.4411
05.04. | 1 | 980.2341
05.04. | 2 | 984.4411
05.04. | 3 | 984.4411
05.04. | 4 | 984.4411
05.04. | 5 | 992.8552
05.04. | 6 | 980.2341
05.04. | 7 | 984.4411
05.04. | 8 | 984.4411
05.04. | 9 | 976.0271
05.04. | 10 | 896.0939
05.04. | 11 | 849.8167
05.04. | 12 | 849.8167
05.04. | 13 | 816.1606
05.04. | 14 | 795.1255
05.04. | 15 | 790.9185
05.04. | 16 | 790.9185
05.04. | 17 | 816.1606
05.04. | 18 | 858.2307
05.04. | 19 | 984.4411
05.04. | 20 | 992.8552
05.04. | 21 | 1001.2692
05.04. | 22 | 976.0271
05.04. | 23 | 950.785
05.04. | 24 | 925.5429
06.04. | 1 | 938.164
06.04. | 2 | 900.3009
06.04. | 3 | 891.8868
06.04. | 4 | 887.6798
06.04. | 5 | 883.4728
06.04. | 6 | 887.6798
06.04. | 7 | 929.75
06.04. | 8 | 929.75
06.04. | 9 | 858.2307
06.04. | 10 | 828.7816
06.04. | 11 | 769.8835
06.04. | 12 | 753.0554
06.04. | 13 | 744.6414
06.04. | 14 | 736.2273
06.04. | 15 | 719.3993
06.04. | 16 | 715.1923
06.04. | 17 | 719.3993
06.04. | 18 | 765.6764
06.04. | 19 | 841.4027
06.04. | 20 | 875.0588
06.04. | 21 | 891.8868
06.04. | 22 | 887.6798
06.04. | 23 | 870.8518
06.04. | 24 | 858.2307
07.04. | 1 | 858.2307
07.04. | 2 | 858.2307
07.04. | 3 | 854.0237
07.04. | 4 | 849.8167
07.04. | 5 | 849.8167
07.04. | 6 | 845.6097
07.04. | 7 | 854.0237
07.04. | 8 | 854.0237
07.04. | 9 | 837.1957
07.04. | 10 | 753.0554
07.04. | 11 | 715.1923
07.04. | 12 | 732.0203
07.04. | 13 | 710.9853
07.04. | 14 | 710.9853
07.04. | 15 | 702.5712
07.04. | 16 | 706.7783
07.04. | 17 | 740.4344
07.04. | 18 | 786.7115
07.04. | 19 | 854.0237
07.04. | 20 | 879.2658
07.04. | 21 | 883.4728
07.04. | 22 | 887.6798
07.04. | 23 | 887.6798
07.04. | 24 | 887.6798
08.04. | 1 | 862.4377
08.04. | 2 | 862.4377
08.04. | 3 | 854.0237
08.04. | 4 | 845.6097
08.04. | 5 | 845.6097
08.04. | 6 | 854.0237
08.04. | 7 | 866.6448
08.04. | 8 | 866.6448
08.04. | 9 | 845.6097
08.04. | 10 | 790.9185
08.04. | 11 | 774.0905
08.04. | 12 | 757.2624
08.04. | 13 | 736.2273
08.04. | 14 | 710.9853
08.04. | 15 | 685.7432
08.04. | 16 | 673.1221
08.04. | 17 | 736.2273
08.04. | 18 | 757.2624
08.04. | 19 | 862.4377
08.04. | 20 | 887.6798
08.04. | 21 | 891.8868
08.04. | 22 | 891.8868
08.04. | 23 | 883.4728
08.04. | 24 | 849.8167
09.04. | 1 | 841.4027
09.04. | 2 | 837.1957
09.04. | 3 | 832.9887
09.04. | 4 | 828.7816
09.04. | 5 | 832.9887
09.04. | 6 | 841.4027
09.04. | 7 | 866.6448
09.04. | 8 | 866.6448
09.04. | 9 | 862.4377
09.04. | 10 | 803.5396
09.04. | 11 | 795.1255
09.04. | 12 | 786.7115
09.04. | 13 | 774.0905
09.04. | 14 | 761.4694
09.04. | 15 | 736.2273
09.04. | 16 | 732.0203
09.04. | 17 | 774.0905
09.04. | 18 | 790.9185
09.04. | 19 | 866.6448
09.04. | 20 | 904.5079
09.04. | 21 | 904.5079
09.04. | 22 | 904.5079
09.04. | 23 | 879.2658
09.04. | 24 | 858.2307
10.04. | 1 | 845.6097
10.04. | 2 | 845.6097
10.04. | 3 | 841.4027
10.04. | 4 | 841.4027
10.04. | 5 | 875.0588
10.04. | 6 | 887.6798
10.04. | 7 | 938.164
10.04. | 8 | 946.578
10.04. | 9 | 925.5429
10.04. | 10 | 896.0939
10.04. | 11 | 875.0588
10.04. | 12 | 862.4377
10.04. | 13 | 849.8167
10.04. | 14 | 816.1606
10.04. | 15 | 782.5045
10.04. | 16 | 782.5045
10.04. | 17 | 782.5045
10.04. | 18 | 841.4027
10.04. | 19 | 925.5429
10.04. | 20 | 946.578
10.04. | 21 | 954.992
10.04. | 22 | 950.785
10.04. | 23 | 946.578
10.04. | 24 | 946.578
11.04. | 1 | 925.5429
11.04. | 2 | 925.5429
11.04. | 3 | 933.957
11.04. | 4 | 896.0939
11.04. | 5 | 929.75
11.04. | 6 | 954.992
11.04. | 7 | 946.578
11.04. | 8 | 938.164
11.04. | 9 | 891.8868
11.04. | 10 | 811.9536
11.04. | 11 | 757.2624
11.04. | 12 | 732.0203
11.04. | 13 | 732.0203
11.04. | 14 | 719.3993
11.04. | 15 | 715.1923
11.04. | 16 | 715.1923
11.04. | 17 | 732.0203
11.04. | 18 | 782.5045
11.04. | 19 | 824.5746
11.04. | 20 | 862.4377
11.04. | 21 | 883.4728
11.04. | 22 | 879.2658
11.04. | 23 | 875.0588
11.04. | 24 | 908.7149
12.04. | 1 | 904.5079
12.04. | 2 | 896.0939
12.04. | 3 | 896.0939
12.04. | 4 | 883.4728
12.04. | 5 | 896.0939
12.04. | 6 | 900.3009
12.04. | 7 | 938.164
12.04. | 8 | 933.957
12.04. | 9 | 917.1289
12.04. | 10 | 811.9536
12.04. | 11 | 765.6764
12.04. | 12 | 757.2624
12.04. | 13 | 744.6414
12.04. | 14 | 727.8133
12.04. | 15 | 723.6063
12.04. | 16 | 723.6063
12.04. | 17 | 769.8835
12.04. | 18 | 803.5396
12.04. | 19 | 828.7816
12.04. | 20 | 1039.1323
12.04. | 21 | 1055.9604
12.04. | 22 | 1060.1674
12.04. | 23 | 1043.3393
12.04. | 24 | 976.0271
13.04. | 1 | 976.0271
13.04. | 2 | 976.0271
13.04. | 3 | 971.8201
13.04. | 4 | 967.6131
13.04. | 5 | 971.8201
13.04. | 6 | 992.8552
13.04. | 7 | 1018.0972
13.04. | 8 | 1022.3043
13.04. | 9 | 917.1289
13.04. | 10 | 862.4377
13.04. | 11 | 832.9887
13.04. | 12 | 803.5396
13.04. | 13 | 803.5396
13.04. | 14 | 782.5045
13.04. | 15 | 778.2975
13.04. | 16 | 811.9536
13.04. | 17 | 832.9887
13.04. | 18 | 854.0237
13.04. | 19 | 908.7149
13.04. | 20 | 963.4061
13.04. | 21 | 984.4411
13.04. | 22 | 976.0271
13.04. | 23 | 933.957
13.04. | 24 | 879.2658
14.04. | 1 | 879.2658
14.04. | 2 | 879.2658
14.04. | 3 | 870.8518
14.04. | 4 | 845.6097
14.04. | 5 | 841.4027
14.04. | 6 | 837.1957
14.04. | 7 | 828.7816
14.04. | 8 | 820.3676
14.04. | 9 | 782.5045
14.04. | 10 | 761.4694
14.04. | 11 | 719.3993
14.04. | 12 | 706.7783
14.04. | 13 | 694.1572
14.04. | 14 | 694.1572
14.04. | 15 | 681.5362
14.04. | 16 | 677.3292
14.04. | 17 | 702.5712
14.04. | 18 | 732.0203
14.04. | 19 | 765.6764
14.04. | 20 | 790.9185
14.04. | 21 | 799.3325
14.04. | 22 | 795.1255
14.04. | 23 | 790.9185
14.04. | 24 | 765.6764
15.04. | 1 | 765.6764
15.04. | 2 | 765.6764
15.04. | 3 | 765.6764
15.04. | 4 | 761.4694
15.04. | 5 | 765.6764
15.04. | 6 | 765.6764
15.04. | 7 | 761.4694
15.04. | 8 | 757.2624
15.04. | 9 | 706.7783
15.04. | 10 | 689.9502
15.04. | 11 | 639.466
15.04. | 12 | 656.2941
15.04. | 13 | 660.5011
15.04. | 14 | 656.2941
15.04. | 15 | 647.8801
15.04. | 16 | 652.0871
15.04. | 17 | 677.3292
15.04. | 18 | 698.3642
15.04. | 19 | 765.6764
15.04. | 20 | 849.8167
15.04. | 21 | 866.6448
15.04. | 22 | 866.6448
15.04. | 23 | 832.9887
15.04. | 24 | 866.6448
16.04. | 1 | 849.8167
16.04. | 2 | 828.7816
16.04. | 3 | 820.3676
16.04. | 4 | 799.3325
16.04. | 5 | 799.3325
16.04. | 6 | 858.2307
16.04. | 7 | 879.2658
16.04. | 8 | 875.0588
16.04. | 9 | 875.0588
16.04. | 10 | 820.3676
16.04. | 11 | 799.3325
16.04. | 12 | 790.9185
16.04. | 13 | 795.1255
16.04. | 14 | 799.3325
16.04. | 15 | 782.5045
16.04. | 16 | 782.5045
16.04. | 17 | 803.5396
16.04. | 18 | 824.5746
16.04. | 19 | 917.1289
16.04. | 20 | 959.1991
16.04. | 21 | 967.6131
16.04. | 22 | 963.4061
16.04. | 23 | 950.785
16.04. | 24 | 929.75
17.04. | 1 | 921.3359
17.04. | 2 | 887.6798
17.04. | 3 | 887.6798
17.04. | 4 | 875.0588
17.04. | 5 | 912.9219
17.04. | 6 | 933.957
17.04. | 7 | 946.578
17.04. | 8 | 946.578
17.04. | 9 | 925.5429
17.04. | 10 | 875.0588
17.04. | 11 | 875.0588
17.04. | 12 | 866.6448
17.04. | 13 | 858.2307
17.04. | 14 | 854.0237
17.04. | 15 | 858.2307
17.04. | 16 | 854.0237
17.04. | 17 | 866.6448
17.04. | 18 | 896.0939
17.04. | 19 | 946.578
17.04. | 20 | 963.4061
17.04. | 21 | 963.4061
17.04. | 22 | 963.4061
17.04. | 23 | 959.1991
17.04. | 24 | 963.4061
18.04. | 1 | 959.1991
18.04. | 2 | 942.371
18.04. | 3 | 938.164
18.04. | 4 | 942.371
18.04. | 5 | 954.992
18.04. | 6 | 954.992
18.04. | 7 | 967.6131
18.04. | 8 | 967.6131
18.04. | 9 | 959.1991
18.04. | 10 | 900.3009
18.04. | 11 | 900.3009
18.04. | 12 | 896.0939
18.04. | 13 | 883.4728
18.04. | 14 | 883.4728
18.04. | 15 | 879.2658
18.04. | 16 | 879.2658
18.04. | 17 | 896.0939
18.04. | 18 | 925.5429
18.04. | 19 | 971.8201
18.04. | 20 | 967.6131
18.04. | 21 | 971.8201
18.04. | 22 | 967.6131
18.04. | 23 | 963.4061
18.04. | 24 | 954.992
19.04. | 1 | 950.785
19.04. | 2 | 946.578
19.04. | 3 | 946.578
19.04. | 4 | 959.1991
19.04. | 5 | 959.1991
19.04. | 6 | 967.6131
19.04. | 7 | 976.0271
19.04. | 8 | 976.0271
19.04. | 9 | 976.0271
19.04. | 10 | 925.5429
19.04. | 11 | 917.1289
19.04. | 12 | 908.7149
19.04. | 13 | 896.0939
19.04. | 14 | 870.8518
19.04. | 15 | 875.0588
19.04. | 16 | 870.8518
19.04. | 17 | 883.4728
19.04. | 18 | 946.578
19.04. | 19 | 988.6481
19.04. | 20 | 1009.6832
19.04. | 21 | 1022.3043
19.04. | 22 | 1022.3043
19.04. | 23 | 1018.0972
19.04. | 24 | 1013.8902
20.04. | 1 | 1013.8902
20.04. | 2 | 1013.8902
20.04. | 3 | 1013.8902
20.04. | 4 | 1013.8902
20.04. | 5 | 1026.5113
20.04. | 6 | 1043.3393
20.04. | 7 | 1051.7533
20.04. | 8 | 1051.7533
20.04. | 9 | 1018.0972
20.04. | 10 | 988.6481
20.04. | 11 | 984.4411
20.04. | 12 | 954.992
20.04. | 13 | 904.5079
20.04. | 14 | 896.0939
20.04. | 15 | 900.3009
20.04. | 16 | 896.0939
20.04. | 17 | 925.5429
20.04. | 18 | 950.785
20.04. | 19 | 1018.0972
20.04. | 20 | 1039.1323
20.04. | 21 | 1043.3393
20.04. | 22 | 1039.1323
20.04. | 23 | 1030.7183
20.04. | 24 | 1001.2692
21.04. | 1 | 980.2341
21.04. | 2 | 980.2341
21.04. | 3 | 976.0271
21.04. | 4 | 971.8201
21.04. | 5 | 971.8201
21.04. | 6 | 967.6131
21.04. | 7 | 959.1991
21.04. | 8 | 954.992
21.04. | 9 | 946.578
21.04. | 10 | 904.5079
21.04. | 11 | 870.8518
21.04. | 12 | 841.4027
21.04. | 13 | 816.1606
21.04. | 14 | 803.5396
21.04. | 15 | 799.3325
21.04. | 16 | 786.7115
21.04. | 17 | 795.1255
21.04. | 18 | 811.9536
21.04. | 19 | 879.2658
21.04. | 20 | 904.5079
21.04. | 21 | 912.9219
21.04. | 22 | 912.9219
21.04. | 23 | 908.7149
21.04. | 24 | 900.3009
22.04. | 1 | 900.3009
22.04. | 2 | 891.8868
22.04. | 3 | 883.4728
22.04. | 4 | 883.4728
22.04. | 5 | 879.2658
22.04. | 6 | 875.0588
22.04. | 7 | 862.4377
22.04. | 8 | 849.8167
22.04. | 9 | 782.5045
22.04. | 10 | 744.6414
22.04. | 11 | 736.2273
22.04. | 12 | 736.2273
22.04. | 13 | 727.8133
22.04. | 14 | 727.8133
22.04. | 15 | 694.1572
22.04. | 16 | 689.9502
22.04. | 17 | 719.3993
22.04. | 18 | 748.8484
22.04. | 19 | 799.3325
22.04. | 20 | 900.3009
22.04. | 21 | 921.3359
22.04. | 22 | 929.75
22.04. | 23 | 929.75
22.04. | 24 | 921.3359
23.04. | 1 | 929.75
23.04. | 2 | 929.75
23.04. | 3 | 929.75
23.04. | 4 | 933.957
23.04. | 5 | 942.371
23.04. | 6 | 963.4061
23.04. | 7 | 976.0271
23.04. | 8 | 976.0271
23.04. | 9 | 971.8201
23.04. | 10 | 925.5429
23.04. | 11 | 900.3009
23.04. | 12 | 875.0588
23.04. | 13 | 870.8518
23.04. | 14 | 862.4377
23.04. | 15 | 849.8167
23.04. | 16 | 849.8167
23.04. | 17 | 866.6448
23.04. | 18 | 912.9219
23.04. | 19 | 971.8201
23.04. | 20 | 1001.2692
23.04. | 21 | 1005.4762
23.04. | 22 | 1005.4762
23.04. | 23 | 1001.2692
23.04. | 24 | 1018.0972
24.04. | 1 | 1018.0972
24.04. | 2 | 1009.6832
24.04. | 3 | 1009.6832
24.04. | 4 | 1018.0972
24.04. | 5 | 1018.0972
24.04. | 6 | 1030.7183
24.04. | 7 | 1034.9253
24.04. | 8 | 1022.3043
24.04. | 9 | 1001.2692
24.04. | 10 | 971.8201
24.04. | 11 | 929.75
24.04. | 12 | 912.9219
24.04. | 13 | 896.0939
24.04. | 14 | 887.6798
24.04. | 15 | 866.6448
24.04. | 16 | 870.8518
24.04. | 17 | 883.4728
24.04. | 18 | 929.75
24.04. | 19 | 992.8552
24.04. | 20 | 1030.7183
24.04. | 21 | 1030.7183
24.04. | 22 | 1030.7183
24.04. | 23 | 1026.5113
24.04. | 24 | 1026.5113
25.04. | 1 | 1022.3043
25.04. | 2 | 1018.0972
25.04. | 3 | 1013.8902
25.04. | 4 | 1005.4762
25.04. | 5 | 1013.8902
25.04. | 6 | 1030.7183
25.04. | 7 | 1043.3393
25.04. | 8 | 1043.3393
25.04. | 9 | 1026.5113
25.04. | 10 | 997.0622
25.04. | 11 | 976.0271
25.04. | 12 | 954.992
25.04. | 13 | 950.785
25.04. | 14 | 942.371
25.04. | 15 | 929.75
25.04. | 16 | 929.75
25.04. | 17 | 950.785
25.04. | 18 | 984.4411
25.04. | 19 | 1051.7533
25.04. | 20 | 1106.4445
25.04. | 21 | 1140.1006
25.04. | 22 | 1140.1006
25.04. | 23 | 1123.2726
25.04. | 24 | 1148.5147
26.04. | 1 | 1140.1006
26.04. | 2 | 1135.8936
26.04. | 3 | 1135.8936
26.04. | 4 | 1135.8936
26.04. | 5 | 1140.1006
26.04. | 6 | 1156.9287
26.04. | 7 | 1186.3778
26.04. | 8 | 1186.3778
26.04. | 9 | 1165.3427
26.04. | 10 | 1123.2726
26.04. | 11 | 1102.2375
26.04. | 12 | 1098.0305
26.04. | 13 | 1085.4095
26.04. | 14 | 1085.4095
26.04. | 15 | 1081.2024
26.04. | 16 | 1085.4095
26.04. | 17 | 1089.6165
26.04. | 18 | 1131.6866
26.04. | 19 | 1161.1357
26.04. | 20 | 1194.7918
26.04. | 21 | 1194.7918
26.04. | 22 | 1194.7918
26.04. | 23 | 1190.5848
26.04. | 24 | 1190.5848
27.04. | 1 | 1182.1708
27.04. | 2 | 1177.9638
27.04. | 3 | 1177.9638
27.04. | 4 | 1169.5497
27.04. | 5 | 1169.5497
27.04. | 6 | 1194.7918
27.04. | 7 | 1198.9988
27.04. | 8 | 1194.7918
27.04. | 9 | 1182.1708
27.04. | 10 | 1148.5147
27.04. | 11 | 1131.6866
27.04. | 12 | 1123.2726
27.04. | 13 | 1114.8586
27.04. | 14 | 1114.8586
27.04. | 15 | 1114.8586
27.04. | 16 | 1114.8586
27.04. | 17 | 1114.8586
27.04. | 18 | 1131.6866
27.04. | 19 | 1156.9287
27.04. | 20 | 1194.7918
27.04. | 21 | 1207.4128
27.04. | 22 | 1194.7918
27.04. | 23 | 1186.3778
27.04. | 24 | 1156.9287
28.04. | 1 | 1148.5147
28.04. | 2 | 1131.6866
28.04. | 3 | 1131.6866
28.04. | 4 | 1131.6866
28.04. | 5 | 1127.4796
28.04. | 6 | 1123.2726
28.04. | 7 | 1123.2726
28.04. | 8 | 1106.4445
28.04. | 9 | 1081.2024
28.04. | 10 | 1055.9604
28.04. | 11 | 1034.9253
28.04. | 12 | 1005.4762
28.04. | 13 | 967.6131
28.04. | 14 | 908.7149
28.04. | 15 | 908.7149
28.04. | 16 | 900.3009
28.04. | 17 | 900.3009
28.04. | 18 | 925.5429
28.04. | 19 | 988.6481
28.04. | 20 | 1055.9604
28.04. | 21 | 1072.7884
28.04. | 22 | 1072.7884
28.04. | 23 | 1068.5814
28.04. | 24 | 1051.7533
29.04. | 1 | 1043.3393
29.04. | 2 | 1039.1323
29.04. | 3 | 1039.1323
29.04. | 4 | 1022.3043
29.04. | 5 | 1022.3043
29.04. | 6 | 1022.3043
29.04. | 7 | 1026.5113
29.04. | 8 | 1018.0972
29.04. | 9 | 963.4061
29.04. | 10 | 891.8868
29.04. | 11 | 883.4728
29.04. | 12 | 879.2658
29.04. | 13 | 866.6448
29.04. | 14 | 849.8167
29.04. | 15 | 820.3676
29.04. | 16 | 820.3676
29.04. | 17 | 837.1957
29.04. | 18 | 921.3359
29.04. | 19 | 988.6481
29.04. | 20 | 1047.5463
29.04. | 21 | 1047.5463
29.04. | 22 | 1060.1674
29.04. | 23 | 1039.1323
29.04. | 24 | 1030.7183
30.04. | 1 | 1034.9253
30.04. | 2 | 1039.1323
30.04. | 3 | 1034.9253
30.04. | 4 | 1026.5113
30.04. | 5 | 1018.0972
30.04. | 6 | 1034.9253
30.04. | 7 | 1055.9604
30.04. | 8 | 1055.9604
30.04. | 9 | 1026.5113
30.04. | 10 | 988.6481
30.04. | 11 | 950.785
30.04. | 12 | 950.785
30.04. | 13 | 950.785
30.04. | 14 | 950.785
30.04. | 15 | 942.371
30.04. | 16 | 938.164
30.04. | 17 | 946.578
30.04. | 18 | 971.8201
30.04. | 19 | 1055.9604
30.04. | 20 | 1093.8235
30.04. | 21 | 1106.4445
30.04. | 22 | 1106.4445
30.04. | 23 | 1106.4445
30.04. | 24 | 1098.0305
01.05. | 1 | 1110.6515
01.05. | 2 | 1102.2375
01.05. | 3 | 1106.4445
01.05. | 4 | 1119.0656
01.05. | 5 | 1119.0656
01.05. | 6 | 1140.1006
01.05. | 7 | 1173.7567
01.05. | 8 | 1186.3778
01.05. | 9 | 1177.9638
01.05. | 10 | 1140.1006
01.05. | 11 | 1123.2726
01.05. | 12 | 1110.6515
01.05. | 13 | 1098.0305
01.05. | 14 | 1093.8235
01.05. | 15 | 1102.2375
01.05. | 16 | 1102.2375
01.05. | 17 | 1131.6866
01.05. | 18 | 1165.3427
01.05. | 19 | 1194.7918
01.05. | 20 | 1198.9988
01.05. | 21 | 1203.2058
01.05. | 22 | 1203.2058
01.05. | 23 | 1194.7918
01.05. | 24 | 1140.1006
02.05. | 1 | 1127.4796
02.05. | 2 | 1106.4445
02.05. | 3 | 1102.2375
02.05. | 4 | 1093.8235
02.05. | 5 | 1076.9954
02.05. | 6 | 1081.2024
02.05. | 7 | 1089.6165
02.05. | 8 | 1051.7533
02.05. | 9 | 1034.9253
02.05. | 10 | 984.4411
02.05. | 11 | 946.578
02.05. | 12 | 921.3359
02.05. | 13 | 896.0939
02.05. | 14 | 883.4728
02.05. | 15 | 883.4728
02.05. | 16 | 891.8868
02.05. | 17 | 904.5079
02.05. | 18 | 929.75
02.05. | 19 | 1005.4762
02.05. | 20 | 1064.3744
02.05. | 21 | 1089.6165
02.05. | 22 | 1089.6165
02.05. | 23 | 1068.5814
02.05. | 24 | 1055.9604
03.05. | 1 | 1051.7533
03.05. | 2 | 1055.9604
03.05. | 3 | 1055.9604
03.05. | 4 | 1051.7533
03.05. | 5 | 1068.5814
03.05. | 6 | 1089.6165
03.05. | 7 | 1110.6515
03.05. | 8 | 1093.8235
03.05. | 9 | 1068.5814
03.05. | 10 | 1034.9253
03.05. | 11 | 1009.6832
03.05. | 12 | 1001.2692
03.05. | 13 | 1001.2692
03.05. | 14 | 992.8552
03.05. | 15 | 1001.2692
03.05. | 16 | 1013.8902
03.05. | 17 | 1030.7183
03.05. | 18 | 1043.3393
03.05. | 19 | 1081.2024
03.05. | 20 | 1127.4796
03.05. | 21 | 1140.1006
03.05. | 22 | 1135.8936
03.05. | 23 | 1127.4796
03.05. | 24 | 1110.6515
04.05. | 1 | 1102.2375
04.05. | 2 | 1102.2375
04.05. | 3 | 1102.2375
04.05. | 4 | 1102.2375
04.05. | 5 | 1102.2375
04.05. | 6 | 1123.2726
04.05. | 7 | 1144.3076
04.05. | 8 | 1135.8936
04.05. | 9 | 1106.4445
04.05. | 10 | 1072.7884
04.05. | 11 | 1047.5463
04.05. | 12 | 1047.5463
04.05. | 13 | 1043.3393
04.05. | 14 | 1039.1323
04.05. | 15 | 1043.3393
04.05. | 16 | 1043.3393
04.05. | 17 | 1051.7533
04.05. | 18 | 1089.6165
04.05. | 19 | 1114.8586
04.05. | 20 | 1131.6866
04.05. | 21 | 1144.3076
04.05. | 22 | 1140.1006
04.05. | 23 | 1123.2726
04.05. | 24 | 1110.6515
05.05. | 1 | 1102.2375
05.05. | 2 | 1093.8235
05.05. | 3 | 1089.6165
05.05. | 4 | 1085.4095
05.05. | 5 | 1081.2024
05.05. | 6 | 1076.9954
05.05. | 7 | 1081.2024
05.05. | 8 | 1055.9604
05.05. | 9 | 1009.6832
05.05. | 10 | 980.2341
05.05. | 11 | 950.785
05.05. | 12 | 933.957
05.05. | 13 | 891.8868
05.05. | 14 | 896.0939
05.05. | 15 | 900.3009
05.05. | 16 | 887.6798
05.05. | 17 | 896.0939
05.05. | 18 | 942.371
05.05. | 19 | 997.0622
05.05. | 20 | 1051.7533
05.05. | 21 | 1060.1674
05.05. | 22 | 1064.3744
05.05. | 23 | 1055.9604
05.05. | 24 | 1039.1323
06.05. | 1 | 1039.1323
06.05. | 2 | 1034.9253
06.05. | 3 | 1026.5113
06.05. | 4 | 1026.5113
06.05. | 5 | 1026.5113
06.05. | 6 | 1030.7183
06.05. | 7 | 1034.9253
06.05. | 8 | 1013.8902
06.05. | 9 | 954.992
06.05. | 10 | 921.3359
06.05. | 11 | 904.5079
06.05. | 12 | 891.8868
06.05. | 13 | 883.4728
06.05. | 14 | 854.0237
06.05. | 15 | 854.0237
06.05. | 16 | 870.8518
06.05. | 17 | 879.2658
06.05. | 18 | 896.0939
06.05. | 19 | 954.992
06.05. | 20 | 1030.7183
06.05. | 21 | 1093.8235
06.05. | 22 | 1102.2375
06.05. | 23 | 1093.8235
06.05. | 24 | 1110.6515
07.05. | 1 | 1110.6515
07.05. | 2 | 1106.4445
07.05. | 3 | 1106.4445
07.05. | 4 | 1106.4445
07.05. | 5 | 1106.4445
07.05. | 6 | 1131.6866
07.05. | 7 | 1161.1357
07.05. | 8 | 1165.3427
07.05. | 9 | 1135.8936
07.05. | 10 | 1098.0305
07.05. | 11 | 1064.3744
07.05. | 12 | 1047.5463
07.05. | 13 | 1043.3393
07.05. | 14 | 1039.1323
07.05. | 15 | 1034.9253
07.05. | 16 | 1039.1323
07.05. | 17 | 1039.1323
07.05. | 18 | 1055.9604
07.05. | 19 | 1106.4445
07.05. | 20 | 1173.7567
07.05. | 21 | 1182.1708
07.05. | 22 | 1177.9638
07.05. | 23 | 1161.1357
07.05. | 24 | 1148.5147
08.05. | 1 | 1152.7217
08.05. | 2 | 1144.3076
08.05. | 3 | 1144.3076
08.05. | 4 | 1135.8936
08.05. | 5 | 1140.1006
08.05. | 6 | 1144.3076
08.05. | 7 | 1144.3076
08.05. | 8 | 1144.3076
08.05. | 9 | 1102.2375
08.05. | 10 | 1047.5463
08.05. | 11 | 1013.8902
08.05. | 12 | 984.4411
08.05. | 13 | 959.1991
08.05. | 14 | 938.164
08.05. | 15 | 921.3359
08.05. | 16 | 917.1289
08.05. | 17 | 946.578
08.05. | 18 | 988.6481
08.05. | 19 | 1060.1674
08.05. | 20 | 1102.2375
08.05. | 21 | 1123.2726
08.05. | 22 | 1114.8586
08.05. | 23 | 1106.4445
08.05. | 24 | 1064.3744
09.05. | 1 | 1060.1674
09.05. | 2 | 1060.1674
09.05. | 3 | 1055.9604
09.05. | 4 | 1055.9604
09.05. | 5 | 1055.9604
09.05. | 6 | 1064.3744
09.05. | 7 | 1085.4095
09.05. | 8 | 1081.2024
09.05. | 9 | 1047.5463
09.05. | 10 | 992.8552
09.05. | 11 | 980.2341
09.05. | 12 | 971.8201
09.05. | 13 | 984.4411
09.05. | 14 | 984.4411
09.05. | 15 | 980.2341
09.05. | 16 | 971.8201
09.05. | 17 | 980.2341
09.05. | 18 | 1018.0972
09.05. | 19 | 1072.7884
09.05. | 20 | 1140.1006
09.05. | 21 | 1165.3427
09.05. | 22 | 1165.3427
09.05. | 23 | 1169.5497
09.05. | 24 | 1161.1357
10.05. | 1 | 1156.9287
10.05. | 2 | 1156.9287
10.05. | 3 | 1161.1357
10.05. | 4 | 1161.1357
10.05. | 5 | 1165.3427
10.05. | 6 | 1190.5848
10.05. | 7 | 1203.2058
10.05. | 8 | 1177.9638
10.05. | 9 | 1127.4796
10.05. | 10 | 1064.3744
10.05. | 11 | 1022.3043
10.05. | 12 | 1018.0972
10.05. | 13 | 1009.6832
10.05. | 14 | 1013.8902
10.05. | 15 | 1013.8902
10.05. | 16 | 1018.0972
10.05. | 17 | 1018.0972
10.05. | 18 | 1060.1674
10.05. | 19 | 1119.0656
10.05. | 20 | 1190.5848
10.05. | 21 | 1207.4128
10.05. | 22 | 1203.2058
10.05. | 23 | 1194.7918
10.05. | 24 | 1177.9638
11.05. | 1 | 1169.5497
11.05. | 2 | 1169.5497
11.05. | 3 | 1182.1708
11.05. | 4 | 1177.9638
11.05. | 5 | 1182.1708
11.05. | 6 | 1198.9988
11.05. | 7 | 1211.6199
11.05. | 8 | 1194.7918
11.05. | 9 | 1156.9287
11.05. | 10 | 1068.5814
11.05. | 11 | 1034.9253
11.05. | 12 | 1026.5113
11.05. | 13 | 1009.6832
11.05. | 14 | 997.0622
11.05. | 15 | 997.0622
11.05. | 16 | 997.0622
11.05. | 17 | 1013.8902
11.05. | 18 | 1030.7183
11.05. | 19 | 1081.2024
11.05. | 20 | 1140.1006
11.05. | 21 | 1165.3427
11.05. | 22 | 1165.3427
11.05. | 23 | 1152.7217
11.05. | 24 | 1119.0656
12.05. | 1 | 1119.0656
12.05. | 2 | 1119.0656
12.05. | 3 | 1110.6515
12.05. | 4 | 1106.4445
12.05. | 5 | 1098.0305
12.05. | 6 | 1089.6165
12.05. | 7 | 1085.4095
12.05. | 8 | 1018.0972
12.05. | 9 | 942.371
12.05. | 10 | 883.4728
12.05. | 11 | 862.4377
12.05. | 12 | 828.7816
12.05. | 13 | 828.7816
12.05. | 14 | 820.3676
12.05. | 15 | 820.3676
12.05. | 16 | 820.3676
12.05. | 17 | 862.4377
12.05. | 18 | 891.8868
12.05. | 19 | 938.164
12.05. | 20 | 1009.6832
12.05. | 21 | 1022.3043
12.05. | 22 | 1026.5113
12.05. | 23 | 1022.3043
12.05. | 24 | 1005.4762
13.05. | 1 | 1001.2692
13.05. | 2 | 997.0622
13.05. | 3 | 1001.2692
13.05. | 4 | 1005.4762
13.05. | 5 | 1005.4762
13.05. | 6 | 1005.4762
13.05. | 7 | 997.0622
13.05. | 8 | 929.75
13.05. | 9 | 816.1606
13.05. | 10 | 795.1255
13.05. | 11 | 786.7115
13.05. | 12 | 795.1255
13.05. | 13 | 799.3325
13.05. | 14 | 795.1255
13.05. | 15 | 786.7115
13.05. | 16 | 778.2975
13.05. | 17 | 816.1606
13.05. | 18 | 854.0237
13.05. | 19 | 900.3009
13.05. | 20 | 976.0271
13.05. | 21 | 1022.3043
13.05. | 22 | 1026.5113
13.05. | 23 | 1013.8902
13.05. | 24 | 1009.6832
14.05. | 1 | 1001.2692
14.05. | 2 | 1001.2692
14.05. | 3 | 997.0622
14.05. | 4 | 992.8552
14.05. | 5 | 1009.6832
14.05. | 6 | 1034.9253
14.05. | 7 | 1060.1674
14.05. | 8 | 1064.3744
14.05. | 9 | 992.8552
14.05. | 10 | 954.992
14.05. | 11 | 904.5079
14.05. | 12 | 879.2658
14.05. | 13 | 849.8167
14.05. | 14 | 854.0237
14.05. | 15 | 883.4728
14.05. | 16 | 883.4728
14.05. | 17 | 883.4728
14.05. | 18 | 891.8868
14.05. | 19 | 963.4061
14.05. | 20 | 1018.0972
14.05. | 21 | 1043.3393
14.05. | 22 | 1043.3393
14.05. | 23 | 1039.1323
14.05. | 24 | 988.6481
15.05. | 1 | 988.6481
15.05. | 2 | 980.2341
15.05. | 3 | 967.6131
15.05. | 4 | 963.4061
15.05. | 5 | 976.0271
15.05. | 6 | 976.0271
15.05. | 7 | 988.6481
15.05. | 8 | 988.6481
15.05. | 9 | 925.5429
15.05. | 10 | 879.2658
15.05. | 11 | 845.6097
15.05. | 12 | 832.9887
15.05. | 13 | 832.9887
15.05. | 14 | 828.7816
15.05. | 15 | 824.5746
15.05. | 16 | 832.9887
15.05. | 17 | 849.8167
15.05. | 18 | 896.0939
15.05. | 19 | 942.371
15.05. | 20 | 997.0622
15.05. | 21 | 1005.4762
15.05. | 22 | 1005.4762
15.05. | 23 | 1009.6832
15.05. | 24 | 1005.4762
16.05. | 1 | 992.8552
16.05. | 2 | 988.6481
16.05. | 3 | 988.6481
16.05. | 4 | 992.8552
16.05. | 5 | 992.8552
16.05. | 6 | 1005.4762
16.05. | 7 | 1013.8902
16.05. | 8 | 1009.6832
16.05. | 9 | 967.6131
16.05. | 10 | 933.957
16.05. | 11 | 921.3359
16.05. | 12 | 908.7149
16.05. | 13 | 908.7149
16.05. | 14 | 904.5079
16.05. | 15 | 904.5079
16.05. | 16 | 904.5079
16.05. | 17 | 908.7149
16.05. | 18 | 929.75
16.05. | 19 | 967.6131
16.05. | 20 | 1043.3393
16.05. | 21 | 1081.2024
16.05. | 22 | 1085.4095
16.05. | 23 | 1064.3744
16.05. | 24 | 1047.5463
17.05. | 1 | 1039.1323
17.05. | 2 | 1039.1323
17.05. | 3 | 1039.1323
17.05. | 4 | 1043.3393
17.05. | 5 | 1043.3393
17.05. | 6 | 1060.1674
17.05. | 7 | 1076.9954
17.05. | 8 | 1072.7884
17.05. | 9 | 1026.5113
17.05. | 10 | 997.0622
17.05. | 11 | 963.4061
17.05. | 12 | 950.785
17.05. | 13 | 946.578
17.05. | 14 | 938.164
17.05. | 15 | 933.957
17.05. | 16 | 942.371
17.05. | 17 | 959.1991
17.05. | 18 | 980.2341
17.05. | 19 | 1039.1323
17.05. | 20 | 1131.6866
17.05. | 21 | 1156.9287
17.05. | 22 | 1161.1357
17.05. | 23 | 1161.1357
17.05. | 24 | 1165.3427
18.05. | 1 | 1165.3427
18.05. | 2 | 1161.1357
18.05. | 3 | 1156.9287
18.05. | 4 | 1156.9287
18.05. | 5 | 1165.3427
18.05. | 6 | 1177.9638
18.05. | 7 | 1186.3778
18.05. | 8 | 1177.9638
18.05. | 9 | 1135.8936
18.05. | 10 | 1110.6515
18.05. | 11 | 1098.0305
18.05. | 12 | 1093.8235
18.05. | 13 | 1076.9954
18.05. | 14 | 1068.5814
18.05. | 15 | 1034.9253
18.05. | 16 | 1034.9253
18.05. | 17 | 1047.5463
18.05. | 18 | 1060.1674
18.05. | 19 | 1081.2024
18.05. | 20 | 1135.8936
18.05. | 21 | 1156.9287
18.05. | 22 | 1161.1357
18.05. | 23 | 1156.9287
18.05. | 24 | 1131.6866
19.05. | 1 | 1127.4796
19.05. | 2 | 1102.2375
19.05. | 3 | 1089.6165
19.05. | 4 | 1085.4095
19.05. | 5 | 1072.7884
19.05. | 6 | 1072.7884
19.05. | 7 | 1060.1674
19.05. | 8 | 1043.3393
19.05. | 9 | 997.0622
19.05. | 10 | 938.164
19.05. | 11 | 921.3359
19.05. | 12 | 917.1289
19.05. | 13 | 904.5079
19.05. | 14 | 891.8868
19.05. | 15 | 883.4728
19.05. | 16 | 908.7149
19.05. | 17 | 933.957
19.05. | 18 | 984.4411
19.05. | 19 | 1034.9253
19.05. | 20 | 1047.5463
19.05. | 21 | 1068.5814
19.05. | 22 | 1068.5814
19.05. | 23 | 1060.1674
19.05. | 24 | 1034.9253
20.05. | 1 | 1022.3043
20.05. | 2 | 1013.8902
20.05. | 3 | 1009.6832
20.05. | 4 | 1005.4762
20.05. | 5 | 1005.4762
20.05. | 6 | 1001.2692
20.05. | 7 | 997.0622
20.05. | 8 | 984.4411
20.05. | 9 | 921.3359
20.05. | 10 | 891.8868
20.05. | 11 | 862.4377
20.05. | 12 | 879.2658
20.05. | 13 | 879.2658
20.05. | 14 | 841.4027
20.05. | 15 | 828.7816
20.05. | 16 | 832.9887
20.05. | 17 | 883.4728
20.05. | 18 | 933.957
20.05. | 19 | 992.8552
20.05. | 20 | 1047.5463
20.05. | 21 | 1068.5814
20.05. | 22 | 1072.7884
20.05. | 23 | 1060.1674
20.05. | 24 | 1076.9954
21.05. | 1 | 1064.3744
21.05. | 2 | 1068.5814
21.05. | 3 | 1072.7884
21.05. | 4 | 1072.7884
21.05. | 5 | 1098.0305
21.05. | 6 | 1140.1006
21.05. | 7 | 1156.9287
21.05. | 8 | 1169.5497
21.05. | 9 | 1140.1006
21.05. | 10 | 1102.2375
21.05. | 11 | 1098.0305
21.05. | 12 | 1102.2375
21.05. | 13 | 1102.2375
21.05. | 14 | 1098.0305
21.05. | 15 | 1085.4095
21.05. | 16 | 1093.8235
21.05. | 17 | 1102.2375
21.05. | 18 | 1123.2726
21.05. | 19 | 1156.9287
21.05. | 20 | 1194.7918
21.05. | 21 | 1207.4128
21.05. | 22 | 1203.2058
21.05. | 23 | 1190.5848
21.05. | 24 | 1207.4128
22.05. | 1 | 1198.9988
22.05. | 2 | 1194.7918
22.05. | 3 | 1194.7918
22.05. | 4 | 1182.1708
22.05. | 5 | 1186.3778
22.05. | 6 | 1190.5848
22.05. | 7 | 1203.2058
22.05. | 8 | 1207.4128
22.05. | 9 | 1186.3778
22.05. | 10 | 1148.5147
22.05. | 11 | 1119.0656
22.05. | 12 | 1114.8586
22.05. | 13 | 1114.8586
22.05. | 14 | 1106.4445
22.05. | 15 | 1102.2375
22.05. | 16 | 1102.2375
22.05. | 17 | 1106.4445
22.05. | 18 | 1135.8936
22.05. | 19 | 1169.5497
22.05. | 20 | 1220.0339
22.05. | 21 | 1215.8269
22.05. | 22 | 1215.8269
22.05. | 23 | 1215.8269
22.05. | 24 | 1207.4128
23.05. | 1 | 1198.9988
23.05. | 2 | 1190.5848
23.05. | 3 | 1190.5848
23.05. | 4 | 1190.5848
23.05. | 5 | 1198.9988
23.05. | 6 | 1215.8269
23.05. | 7 | 1232.6549
23.05. | 8 | 1220.0339
23.05. | 9 | 1173.7567
23.05. | 10 | 1148.5147
23.05. | 11 | 1140.1006
23.05. | 12 | 1140.1006
23.05. | 13 | 1131.6866
23.05. | 14 | 1131.6866
23.05. | 15 | 1123.2726
23.05. | 16 | 1123.2726
23.05. | 17 | 1135.8936
23.05. | 18 | 1156.9287
23.05. | 19 | 1207.4128
23.05. | 20 | 1236.8619
23.05. | 21 | 1236.8619
23.05. | 22 | 1236.8619
23.05. | 23 | 1232.6549
23.05. | 24 | 1236.8619
24.05. | 1 | 1232.6549
24.05. | 2 | 1220.0339
24.05. | 3 | 1220.0339
24.05. | 4 | 1220.0339
24.05. | 5 | 1232.6549
24.05. | 6 | 1257.897
24.05. | 7 | 1266.311
24.05. | 8 | 1266.311
24.05. | 9 | 1249.483
24.05. | 10 | 1186.3778
24.05. | 11 | 1144.3076
24.05. | 12 | 1127.4796
24.05. | 13 | 1127.4796
24.05. | 14 | 1127.4796
24.05. | 15 | 1110.6515
24.05. | 16 | 1119.0656
24.05. | 17 | 1173.7567
24.05. | 18 | 1190.5848
24.05. | 19 | 1236.8619
24.05. | 20 | 1266.311
24.05. | 21 | 1274.7251
24.05. | 22 | 1274.7251
24.05. | 23 | 1270.518
24.05. | 24 | 1257.897
25.05. | 1 | 1245.276
25.05. | 2 | 1236.8619
25.05. | 3 | 1232.6549
25.05. | 4 | 1236.8619
25.05. | 5 | 1241.069
25.05. | 6 | 1249.483
25.05. | 7 | 1274.7251
25.05. | 8 | 1274.7251
25.05. | 9 | 1266.311
25.05. | 10 | 1177.9638
25.05. | 11 | 1144.3076
25.05. | 12 | 1123.2726
25.05. | 13 | 1102.2375
25.05. | 14 | 1089.6165
25.05. | 15 | 1093.8235
25.05. | 16 | 1106.4445
25.05. | 17 | 1131.6866
25.05. | 18 | 1194.7918
25.05. | 19 | 1249.483
25.05. | 20 | 1274.7251
25.05. | 21 | 1283.1391
25.05. | 22 | 1278.9321
25.05. | 23 | 1274.7251
25.05. | 24 | 1253.69
26.05. | 1 | 1245.276
26.05. | 2 | 1241.069
26.05. | 3 | 1241.069
26.05. | 4 | 1228.4479
26.05. | 5 | 1228.4479
26.05. | 6 | 1224.2409
26.05. | 7 | 1224.2409
26.05. | 8 | 1161.1357
26.05. | 9 | 1148.5147
26.05. | 10 | 1106.4445
26.05. | 11 | 1085.4095
26.05. | 12 | 1068.5814
26.05. | 13 | 1060.1674
26.05. | 14 | 1030.7183
26.05. | 15 | 1034.9253
26.05. | 16 | 1022.3043
26.05. | 17 | 1030.7183
26.05. | 18 | 1055.9604
26.05. | 19 | 1110.6515
26.05. | 20 | 1182.1708
26.05. | 21 | 1190.5848
26.05. | 22 | 1190.5848
26.05. | 23 | 1190.5848
26.05. | 24 | 1161.1357
27.05. | 1 | 1165.3427
27.05. | 2 | 1169.5497
27.05. | 3 | 1169.5497
27.05. | 4 | 1165.3427
27.05. | 5 | 1169.5497
27.05. | 6 | 1169.5497
27.05. | 7 | 1140.1006
27.05. | 8 | 1110.6515
27.05. | 9 | 1051.7533
27.05. | 10 | 1013.8902
27.05. | 11 | 1013.8902
27.05. | 12 | 1001.2692
27.05. | 13 | 997.0622
27.05. | 14 | 984.4411
27.05. | 15 | 967.6131
27.05. | 16 | 967.6131
27.05. | 17 | 984.4411
27.05. | 18 | 1026.5113
27.05. | 19 | 1072.7884
27.05. | 20 | 1114.8586
27.05. | 21 | 1144.3076
27.05. | 22 | 1140.1006
27.05. | 23 | 1123.2726
27.05. | 24 | 1123.2726
28.05. | 1 | 1123.2726
28.05. | 2 | 1127.4796
28.05. | 3 | 1131.6866
28.05. | 4 | 1135.8936
28.05. | 5 | 1140.1006
28.05. | 6 | 1169.5497
28.05. | 7 | 1190.5848
28.05. | 8 | 1198.9988
28.05. | 9 | 1177.9638
28.05. | 10 | 1148.5147
28.05. | 11 | 1135.8936
28.05. | 12 | 1127.4796
28.05. | 13 | 1135.8936
28.05. | 14 | 1123.2726
28.05. | 15 | 1123.2726
28.05. | 16 | 1123.2726
28.05. | 17 | 1135.8936
28.05. | 18 | 1148.5147
28.05. | 19 | 1186.3778
28.05. | 20 | 1220.0339
28.05. | 21 | 1228.4479
28.05. | 22 | 1228.4479
28.05. | 23 | 1224.2409
28.05. | 24 | 1203.2058
29.05. | 1 | 1203.2058
29.05. | 2 | 1215.8269
29.05. | 3 | 1211.6199
29.05. | 4 | 1207.4128
29.05. | 5 | 1211.6199
29.05. | 6 | 1232.6549
29.05. | 7 | 1241.069
29.05. | 8 | 1236.8619
29.05. | 9 | 1190.5848
29.05. | 10 | 1173.7567
29.05. | 11 | 1110.6515
29.05. | 12 | 1098.0305
29.05. | 13 | 1093.8235
29.05. | 14 | 1098.0305
29.05. | 15 | 1089.6165
29.05. | 16 | 1089.6165
29.05. | 17 | 1110.6515
29.05. | 18 | 1119.0656
29.05. | 19 | 1198.9988
29.05. | 20 | 1241.069
29.05. | 21 | 1249.483
29.05. | 22 | 1253.69
29.05. | 23 | 1241.069
29.05. | 24 | 1241.069
30.05. | 1 | 1228.4479
30.05. | 2 | 1228.4479
30.05. | 3 | 1224.2409
30.05. | 4 | 1228.4479
30.05. | 5 | 1236.8619
30.05. | 6 | 1253.69
30.05. | 7 | 1262.104
30.05. | 8 | 1262.104
30.05. | 9 | 1215.8269
30.05. | 10 | 1161.1357
30.05. | 11 | 1144.3076
30.05. | 12 | 1135.8936
30.05. | 13 | 1127.4796
30.05. | 14 | 1123.2726
30.05. | 15 | 1119.0656
30.05. | 16 | 1123.2726
30.05. | 17 | 1123.2726
30.05. | 18 | 1140.1006
30.05. | 19 | 1186.3778
30.05. | 20 | 1228.4479
30.05. | 21 | 1245.276
30.05. | 22 | 1245.276
30.05. | 23 | 1241.069
30.05. | 24 | 1220.0339
31.05. | 1 | 1211.6199
31.05. | 2 | 1207.4128
31.05. | 3 | 1211.6199
31.05. | 4 | 1211.6199
31.05. | 5 | 1203.2058
31.05. | 6 | 1207.4128
31.05. | 7 | 1220.0339
31.05. | 8 | 1211.6199
31.05. | 9 | 1156.9287
31.05. | 10 | 1110.6515
31.05. | 11 | 1081.2024
31.05. | 12 | 1055.9604
31.05. | 13 | 1055.9604
31.05. | 14 | 1060.1674
31.05. | 15 | 1022.3043
31.05. | 16 | 1030.7183
31.05. | 17 | 1060.1674
31.05. | 18 | 1081.2024
31.05. | 19 | 1110.6515
31.05. | 20 | 1156.9287
31.05. | 21 | 1169.5497
31.05. | 22 | 1161.1357
31.05. | 23 | 1144.3076
31.05. | 24 | 1064.3744
01.06. | 1 | 1047.5463
01.06. | 2 | 1034.9253
01.06. | 3 | 1030.7183
01.06. | 4 | 1022.3043
01.06. | 5 | 1030.7183
01.06. | 6 | 1047.5463
01.06. | 7 | 1047.5463
01.06. | 8 | 1043.3393
01.06. | 9 | 1030.7183
01.06. | 10 | 1026.5113
01.06. | 11 | 1018.0972
01.06. | 12 | 997.0622
01.06. | 13 | 988.6481
01.06. | 14 | 971.8201
01.06. | 15 | 971.8201
01.06. | 16 | 980.2341
01.06. | 17 | 997.0622
01.06. | 18 | 1001.2692
01.06. | 19 | 1018.0972
01.06. | 20 | 1026.5113
01.06. | 21 | 1030.7183
01.06. | 22 | 1026.5113
01.06. | 23 | 1022.3043
01.06. | 24 | 997.0622
02.06. | 1 | 997.0622
02.06. | 2 | 997.0622
02.06. | 3 | 997.0622
02.06. | 4 | 992.8552
02.06. | 5 | 988.6481
02.06. | 6 | 976.0271
02.06. | 7 | 971.8201
02.06. | 8 | 967.6131
02.06. | 9 | 942.371
02.06. | 10 | 912.9219
02.06. | 11 | 908.7149
02.06. | 12 | 887.6798
02.06. | 13 | 883.4728
02.06. | 14 | 883.4728
02.06. | 15 | 879.2658
02.06. | 16 | 900.3009
02.06. | 17 | 904.5079
02.06. | 18 | 917.1289
02.06. | 19 | 946.578
02.06. | 20 | 950.785
02.06. | 21 | 959.1991
02.06. | 22 | 959.1991
02.06. | 23 | 959.1991
02.06. | 24 | 954.992
03.06. | 1 | 959.1991
03.06. | 2 | 959.1991
03.06. | 3 | 959.1991
03.06. | 4 | 959.1991
03.06. | 5 | 954.992
03.06. | 6 | 954.992
03.06. | 7 | 950.785
03.06. | 8 | 921.3359
03.06. | 9 | 879.2658
03.06. | 10 | 845.6097
03.06. | 11 | 841.4027
03.06. | 12 | 841.4027
03.06. | 13 | 854.0237
03.06. | 14 | 849.8167
03.06. | 15 | 824.5746
03.06. | 16 | 824.5746
03.06. | 17 | 845.6097
03.06. | 18 | 887.6798
03.06. | 19 | 925.5429
03.06. | 20 | 950.785
03.06. | 21 | 959.1991
03.06. | 22 | 963.4061
03.06. | 23 | 959.1991
03.06. | 24 | 959.1991
04.06. | 1 | 967.6131
04.06. | 2 | 971.8201
04.06. | 3 | 967.6131
04.06. | 4 | 971.8201
04.06. | 5 | 980.2341
04.06. | 6 | 1026.5113
04.06. | 7 | 1043.3393
04.06. | 8 | 1047.5463
04.06. | 9 | 1047.5463
04.06. | 10 | 1026.5113
04.06. | 11 | 1013.8902
04.06. | 12 | 1018.0972
04.06. | 13 | 1018.0972
04.06. | 14 | 1026.5113
04.06. | 15 | 1026.5113
04.06. | 16 | 1034.9253
04.06. | 17 | 1076.9954
04.06. | 18 | 1119.0656
04.06. | 19 | 1156.9287
04.06. | 20 | 1236.8619
04.06. | 21 | 1253.69
04.06. | 22 | 1245.276
04.06. | 23 | 1241.069
04.06. | 24 | 1262.104
05.06. | 1 | 1262.104
05.06. | 2 | 1253.69
05.06. | 3 | 1253.69
05.06. | 4 | 1257.897
05.06. | 5 | 1257.897
05.06. | 6 | 1253.69
05.06. | 7 | 1266.311
05.06. | 8 | 1274.7251
05.06. | 9 | 1253.69
05.06. | 10 | 1232.6549
05.06. | 11 | 1152.7217
05.06. | 12 | 1152.7217
05.06. | 13 | 1152.7217
05.06. | 14 | 1148.5147
05.06. | 15 | 1152.7217
05.06. | 16 | 1161.1357
05.06. | 17 | 1194.7918
05.06. | 18 | 1266.311
05.06. | 19 | 1283.1391
05.06. | 20 | 1304.1742
05.06. | 21 | 1312.5882
05.06. | 22 | 1316.7952
05.06. | 23 | 1308.3812
05.06. | 24 | 1308.3812
06.06. | 1 | 1304.1742
06.06. | 2 | 1299.9671
06.06. | 3 | 1299.9671
06.06. | 4 | 1299.9671
06.06. | 5 | 1299.9671
06.06. | 6 | 1304.1742
06.06. | 7 | 1321.0022
06.06. | 8 | 1321.0022
06.06. | 9 | 1287.3461
06.06. | 10 | 1270.518
06.06. | 11 | 1228.4479
06.06. | 12 | 1211.6199
06.06. | 13 | 1203.2058
06.06. | 14 | 1186.3778
06.06. | 15 | 1194.7918
06.06. | 16 | 1190.5848
06.06. | 17 | 1236.8619
06.06. | 18 | 1278.9321
06.06. | 19 | 1321.0022
06.06. | 20 | 1329.4162
06.06. | 21 | 1337.8303
06.06. | 22 | 1333.6232
06.06. | 23 | 1329.4162
06.06. | 24 | 1333.6232
07.06. | 1 | 1333.6232
07.06. | 2 | 1329.4162
07.06. | 3 | 1325.2092
07.06. | 4 | 1321.0022
07.06. | 5 | 1329.4162
07.06. | 6 | 1346.2443
07.06. | 7 | 1346.2443
07.06. | 8 | 1346.2443
07.06. | 9 | 1337.8303
07.06. | 10 | 1325.2092
07.06. | 11 | 1304.1742
07.06. | 12 | 1295.7601
07.06. | 13 | 1287.3461
07.06. | 14 | 1287.3461
07.06. | 15 | 1283.1391
07.06. | 16 | 1287.3461
07.06. | 17 | 1304.1742
07.06. | 18 | 1316.7952
07.06. | 19 | 1342.0373
07.06. | 20 | 1350.4513
07.06. | 21 | 1354.6583
07.06. | 22 | 1350.4513
07.06. | 23 | 1350.4513
07.06. | 24 | 1325.2092
08.06. | 1 | 1321.0022
08.06. | 2 | 1312.5882
08.06. | 3 | 1329.4162
08.06. | 4 | 1333.6232
08.06. | 5 | 1333.6232
08.06. | 6 | 1337.8303
08.06. | 7 | 1342.0373
08.06. | 8 | 1333.6232
08.06. | 9 | 1329.4162
08.06. | 10 | 1312.5882
08.06. | 11 | 1291.5531
08.06. | 12 | 1278.9321
08.06. | 13 | 1278.9321
08.06. | 14 | 1274.7251
08.06. | 15 | 1278.9321
08.06. | 16 | 1278.9321
08.06. | 17 | 1283.1391
08.06. | 18 | 1308.3812
08.06. | 19 | 1342.0373
08.06. | 20 | 1337.8303
08.06. | 21 | 1342.0373
08.06. | 22 | 1342.0373
08.06. | 23 | 1329.4162
08.06. | 24 | 1321.0022
09.06. | 1 | 1321.0022
09.06. | 2 | 1321.0022
09.06. | 3 | 1325.2092
09.06. | 4 | 1316.7952
09.06. | 5 | 1325.2092
09.06. | 6 | 1312.5882
09.06. | 7 | 1299.9671
09.06. | 8 | 1299.9671
09.06. | 9 | 1287.3461
09.06. | 10 | 1249.483
09.06. | 11 | 1203.2058
09.06. | 12 | 1190.5848
09.06. | 13 | 1186.3778
09.06. | 14 | 1165.3427
09.06. | 15 | 1165.3427
09.06. | 16 | 1161.1357
09.06. | 17 | 1169.5497
09.06. | 18 | 1190.5848
09.06. | 19 | 1232.6549
09.06. | 20 | 1262.104
09.06. | 21 | 1270.518
09.06. | 22 | 1270.518
09.06. | 23 | 1266.311
09.06. | 24 | 1186.3778
10.06. | 1 | 1165.3427
10.06. | 2 | 1161.1357
10.06. | 3 | 1148.5147
10.06. | 4 | 1144.3076
10.06. | 5 | 1144.3076
10.06. | 6 | 1131.6866
10.06. | 7 | 1123.2726
10.06. | 8 | 1089.6165
10.06. | 9 | 1055.9604
10.06. | 10 | 1026.5113
10.06. | 11 | 980.2341
10.06. | 12 | 971.8201
10.06. | 13 | 971.8201
10.06. | 14 | 976.0271
10.06. | 15 | 967.6131
10.06. | 16 | 967.6131
10.06. | 17 | 997.0622
10.06. | 18 | 1060.1674
10.06. | 19 | 1140.1006
10.06. | 20 | 1182.1708
10.06. | 21 | 1211.6199
10.06. | 22 | 1224.2409
10.06. | 23 | 1224.2409
10.06. | 24 | 1207.4128
11.06. | 1 | 1190.5848
11.06. | 2 | 1186.3778
11.06. | 3 | 1186.3778
11.06. | 4 | 1182.1708
11.06. | 5 | 1186.3778
11.06. | 6 | 1220.0339
11.06. | 7 | 1249.483
11.06. | 8 | 1245.276
11.06. | 9 | 1245.276
11.06. | 10 | 1241.069
11.06. | 11 | 1232.6549
11.06. | 12 | 1232.6549
11.06. | 13 | 1232.6549
11.06. | 14 | 1245.276
11.06. | 15 | 1241.069
11.06. | 16 | 1241.069
11.06. | 17 | 1245.276
11.06. | 18 | 1253.69
11.06. | 19 | 1262.104
11.06. | 20 | 1308.3812
11.06. | 21 | 1316.7952
11.06. | 22 | 1312.5882
11.06. | 23 | 1312.5882
11.06. | 24 | 1304.1742
12.06. | 1 | 1304.1742
12.06. | 2 | 1304.1742
12.06. | 3 | 1304.1742
12.06. | 4 | 1304.1742
12.06. | 5 | 1304.1742
12.06. | 6 | 1316.7952
12.06. | 7 | 1325.2092
12.06. | 8 | 1316.7952
12.06. | 9 | 1299.9671
12.06. | 10 | 1257.897
12.06. | 11 | 1249.483
12.06. | 12 | 1245.276
12.06. | 13 | 1241.069
12.06. | 14 | 1228.4479
12.06. | 15 | 1224.2409
12.06. | 16 | 1224.2409
12.06. | 17 | 1215.8269
12.06. | 18 | 1228.4479
12.06. | 19 | 1262.104
12.06. | 20 | 1278.9321
12.06. | 21 | 1283.1391
12.06. | 22 | 1291.5531
12.06. | 23 | 1308.3812
12.06. | 24 | 1295.7601
13.06. | 1 | 1283.1391
13.06. | 2 | 1274.7251
13.06. | 3 | 1274.7251
13.06. | 4 | 1270.518
13.06. | 5 | 1274.7251
13.06. | 6 | 1283.1391
13.06. | 7 | 1291.5531
13.06. | 8 | 1287.3461
13.06. | 9 | 1236.8619
13.06. | 10 | 1194.7918
13.06. | 11 | 1182.1708
13.06. | 12 | 1186.3778
13.06. | 13 | 1190.5848
13.06. | 14 | 1186.3778
13.06. | 15 | 1177.9638
13.06. | 16 | 1173.7567
13.06. | 17 | 1182.1708
13.06. | 18 | 1224.2409
13.06. | 19 | 1270.518
13.06. | 20 | 1304.1742
13.06. | 21 | 1333.6232
13.06. | 22 | 1333.6232
13.06. | 23 | 1333.6232
13.06. | 24 | 1337.8303
14.06. | 1 | 1342.0373
14.06. | 2 | 1342.0373
14.06. | 3 | 1342.0373
14.06. | 4 | 1346.2443
14.06. | 5 | 1354.6583
14.06. | 6 | 1363.0723
14.06. | 7 | 1367.2794
14.06. | 8 | 1363.0723
14.06. | 9 | 1321.0022
14.06. | 10 | 1241.069
14.06. | 11 | 1232.6549
14.06. | 12 | 1228.4479
14.06. | 13 | 1203.2058
14.06. | 14 | 1161.1357
14.06. | 15 | 1135.8936
14.06. | 16 | 1135.8936
14.06. | 17 | 1182.1708
14.06. | 18 | 1220.0339
14.06. | 19 | 1291.5531
14.06. | 20 | 1350.4513
14.06. | 21 | 1367.2794
14.06. | 22 | 1367.2794
14.06. | 23 | 1363.0723
14.06. | 24 | 1342.0373
15.06. | 1 | 1342.0373
15.06. | 2 | 1342.0373
15.06. | 3 | 1342.0373
15.06. | 4 | 1337.8303
15.06. | 5 | 1337.8303
15.06. | 6 | 1346.2443
15.06. | 7 | 1354.6583
15.06. | 8 | 1346.2443
15.06. | 9 | 1295.7601
15.06. | 10 | 1190.5848
15.06. | 11 | 1144.3076
15.06. | 12 | 1127.4796
15.06. | 13 | 1123.2726
15.06. | 14 | 1131.6866
15.06. | 15 | 1123.2726
15.06. | 16 | 1106.4445
15.06. | 17 | 1123.2726
15.06. | 18 | 1144.3076
15.06. | 19 | 1177.9638
15.06. | 20 | 1241.069
15.06. | 21 | 1299.9671
15.06. | 22 | 1304.1742
15.06. | 23 | 1283.1391
15.06. | 24 | 1207.4128
16.06. | 1 | 1194.7918
16.06. | 2 | 1190.5848
16.06. | 3 | 1190.5848
16.06. | 4 | 1190.5848
16.06. | 5 | 1186.3778
16.06. | 6 | 1161.1357
16.06. | 7 | 1165.3427
16.06. | 8 | 1127.4796
16.06. | 9 | 1068.5814
16.06. | 10 | 1018.0972
16.06. | 11 | 988.6481
16.06. | 12 | 967.6131
16.06. | 13 | 954.992
16.06. | 14 | 946.578
16.06. | 15 | 946.578
16.06. | 16 | 942.371
16.06. | 17 | 954.992
16.06. | 18 | 1005.4762
16.06. | 19 | 1068.5814
16.06. | 20 | 1127.4796
16.06. | 21 | 1156.9287
16.06. | 22 | 1165.3427
16.06. | 23 | 1165.3427
16.06. | 24 | 1148.5147
17.06. | 1 | 1119.0656
17.06. | 2 | 1119.0656
17.06. | 3 | 1131.6866
17.06. | 4 | 1131.6866
17.06. | 5 | 1135.8936
17.06. | 6 | 1135.8936
17.06. | 7 | 1110.6515
17.06. | 8 | 1068.5814
17.06. | 9 | 1022.3043
17.06. | 10 | 1005.4762
17.06. | 11 | 963.4061
17.06. | 12 | 959.1991
17.06. | 13 | 942.371
17.06. | 14 | 929.75
17.06. | 15 | 933.957
17.06. | 16 | 938.164
17.06. | 17 | 992.8552
17.06. | 18 | 1009.6832
17.06. | 19 | 1076.9954
17.06. | 20 | 1119.0656
17.06. | 21 | 1152.7217
17.06. | 22 | 1169.5497
17.06. | 23 | 1165.3427
17.06. | 24 | 1148.5147
18.06. | 1 | 1144.3076
18.06. | 2 | 1148.5147
18.06. | 3 | 1152.7217
18.06. | 4 | 1152.7217
18.06. | 5 | 1161.1357
18.06. | 6 | 1186.3778
18.06. | 7 | 1220.0339
18.06. | 8 | 1228.4479
18.06. | 9 | 1207.4128
18.06. | 10 | 1186.3778
18.06. | 11 | 1131.6866
18.06. | 12 | 1119.0656
18.06. | 13 | 1106.4445
18.06. | 14 | 1089.6165
18.06. | 15 | 1085.4095
18.06. | 16 | 1093.8235
18.06. | 17 | 1098.0305
18.06. | 18 | 1119.0656
18.06. | 19 | 1194.7918
18.06. | 20 | 1266.311
18.06. | 21 | 1308.3812
18.06. | 22 | 1308.3812
18.06. | 23 | 1304.1742
18.06. | 24 | 1291.5531
19.06. | 1 | 1278.9321
19.06. | 2 | 1278.9321
19.06. | 3 | 1283.1391
19.06. | 4 | 1283.1391
19.06. | 5 | 1299.9671
19.06. | 6 | 1312.5882
19.06. | 7 | 1321.0022
19.06. | 8 | 1312.5882
19.06. | 9 | 1291.5531
19.06. | 10 | 1245.276
19.06. | 11 | 1203.2058
19.06. | 12 | 1194.7918
19.06. | 13 | 1177.9638
19.06. | 14 | 1173.7567
19.06. | 15 | 1169.5497
19.06. | 16 | 1182.1708
19.06. | 17 | 1203.2058
19.06. | 18 | 1245.276
19.06. | 19 | 1287.3461
19.06. | 20 | 1333.6232
19.06. | 21 | 1346.2443
19.06. | 22 | 1346.2443
19.06. | 23 | 1342.0373
19.06. | 24 | 1333.6232
20.06. | 1 | 1329.4162
20.06. | 2 | 1325.2092
20.06. | 3 | 1325.2092
20.06. | 4 | 1325.2092
20.06. | 5 | 1333.6232
20.06. | 6 | 1337.8303
20.06. | 7 | 1346.2443
20.06. | 8 | 1342.0373
20.06. | 9 | 1316.7952
20.06. | 10 | 1295.7601
20.06. | 11 | 1253.69
20.06. | 12 | 1249.483
20.06. | 13 | 1228.4479
20.06. | 14 | 1236.8619
20.06. | 15 | 1241.069
20.06. | 16 | 1232.6549
20.06. | 17 | 1245.276
20.06. | 18 | 1253.69
20.06. | 19 | 1316.7952
20.06. | 20 | 1354.6583
20.06. | 21 | 1367.2794
20.06. | 22 | 1367.2794
20.06. | 23 | 1358.8653
20.06. | 24 | 1358.8653
21.06. | 1 | 1354.6583
21.06. | 2 | 1350.4513
21.06. | 3 | 1350.4513
21.06. | 4 | 1342.0373
21.06. | 5 | 1346.2443
21.06. | 6 | 1346.2443
21.06. | 7 | 1342.0373
21.06. | 8 | 1329.4162
21.06. | 9 | 1316.7952
21.06. | 10 | 1291.5531
21.06. | 11 | 1278.9321
21.06. | 12 | 1257.897
21.06. | 13 | 1257.897
21.06. | 14 | 1253.69
21.06. | 15 | 1257.897
21.06. | 16 | 1257.897
21.06. | 17 | 1262.104
21.06. | 18 | 1274.7251
21.06. | 19 | 1321.0022
21.06. | 20 | 1342.0373
21.06. | 21 | 1350.4513
21.06. | 22 | 1350.4513
21.06. | 23 | 1342.0373
21.06. | 24 | 1346.2443
22.06. | 1 | 1346.2443
22.06. | 2 | 1342.0373
22.06. | 3 | 1346.2443
22.06. | 4 | 1342.0373
22.06. | 5 | 1346.2443
22.06. | 6 | 1346.2443
22.06. | 7 | 1354.6583
22.06. | 8 | 1354.6583
22.06. | 9 | 1333.6232
22.06. | 10 | 1299.9671
22.06. | 11 | 1278.9321
22.06. | 12 | 1274.7251
22.06. | 13 | 1266.311
22.06. | 14 | 1270.518
22.06. | 15 | 1253.69
22.06. | 16 | 1249.483
22.06. | 17 | 1270.518
22.06. | 18 | 1287.3461
22.06. | 19 | 1316.7952
22.06. | 20 | 1346.2443
22.06. | 21 | 1354.6583
22.06. | 22 | 1350.4513
22.06. | 23 | 1337.8303
22.06. | 24 | 1312.5882
23.06. | 1 | 1295.7601
23.06. | 2 | 1291.5531
23.06. | 3 | 1287.3461
23.06. | 4 | 1274.7251
23.06. | 5 | 1266.311
23.06. | 6 | 1253.69
23.06. | 7 | 1236.8619
23.06. | 8 | 1169.5497
23.06. | 9 | 1131.6866
23.06. | 10 | 1039.1323
23.06. | 11 | 984.4411
23.06. | 12 | 950.785
23.06. | 13 | 950.785
23.06. | 14 | 942.371
23.06. | 15 | 933.957
23.06. | 16 | 933.957
23.06. | 17 | 988.6481
23.06. | 18 | 1018.0972
23.06. | 19 | 1093.8235
23.06. | 20 | 1127.4796
23.06. | 21 | 1169.5497
23.06. | 22 | 1182.1708
23.06. | 23 | 1177.9638
23.06. | 24 | 1161.1357
24.06. | 1 | 1140.1006
24.06. | 2 | 1114.8586
24.06. | 3 | 1106.4445
24.06. | 4 | 1102.2375
24.06. | 5 | 1093.8235
24.06. | 6 | 1093.8235
24.06. | 7 | 1081.2024
24.06. | 8 | 1039.1323
24.06. | 9 | 925.5429
24.06. | 10 | 862.4377
24.06. | 11 | 858.2307
24.06. | 12 | 854.0237
24.06. | 13 | 858.2307
24.06. | 14 | 858.2307
24.06. | 15 | 849.8167
24.06. | 16 | 854.0237
24.06. | 17 | 921.3359
24.06. | 18 | 954.992
24.06. | 19 | 1013.8902
24.06. | 20 | 1076.9954
24.06. | 21 | 1140.1006
24.06. | 22 | 1156.9287
24.06. | 23 | 1148.5147
24.06. | 24 | 1098.0305
25.06. | 1 | 1089.6165
25.06. | 2 | 1085.4095
25.06. | 3 | 1093.8235
25.06. | 4 | 1102.2375
25.06. | 5 | 1123.2726
25.06. | 6 | 1165.3427
25.06. | 7 | 1194.7918
25.06. | 8 | 1182.1708
25.06. | 9 | 1140.1006
25.06. | 10 | 1135.8936
25.06. | 11 | 1093.8235
25.06. | 12 | 1072.7884
25.06. | 13 | 1060.1674
25.06. | 14 | 1068.5814
25.06. | 15 | 1051.7533
25.06. | 16 | 1051.7533
25.06. | 17 | 1076.9954
25.06. | 18 | 1148.5147
25.06. | 19 | 1173.7567
25.06. | 20 | 1262.104
25.06. | 21 | 1274.7251
25.06. | 22 | 1270.518
25.06. | 23 | 1266.311
25.06. | 24 | 1257.897
26.06. | 1 | 1257.897
26.06. | 2 | 1257.897
26.06. | 3 | 1253.69
26.06. | 4 | 1257.897
26.06. | 5 | 1249.483
26.06. | 6 | 1257.897
26.06. | 7 | 1270.518
26.06. | 8 | 1270.518
26.06. | 9 | 1249.483
26.06. | 10 | 1186.3778
26.06. | 11 | 1177.9638
26.06. | 12 | 1182.1708
26.06. | 13 | 1173.7567
26.06. | 14 | 1194.7918
26.06. | 15 | 1203.2058
26.06. | 16 | 1203.2058
26.06. | 17 | 1224.2409
26.06. | 18 | 1266.311
26.06. | 19 | 1308.3812
26.06. | 20 | 1342.0373
26.06. | 21 | 1346.2443
26.06. | 22 | 1350.4513
26.06. | 23 | 1346.2443
26.06. | 24 | 1346.2443
27.06. | 1 | 1342.0373
27.06. | 2 | 1346.2443
27.06. | 3 | 1346.2443
27.06. | 4 | 1342.0373
27.06. | 5 | 1346.2443
27.06. | 6 | 1346.2443
27.06. | 7 | 1354.6583
27.06. | 8 | 1342.0373
27.06. | 9 | 1333.6232
27.06. | 10 | 1325.2092
27.06. | 11 | 1321.0022
27.06. | 12 | 1316.7952
27.06. | 13 | 1316.7952
27.06. | 14 | 1316.7952
27.06. | 15 | 1299.9671
27.06. | 16 | 1299.9671
27.06. | 17 | 1312.5882
27.06. | 18 | 1333.6232
27.06. | 19 | 1346.2443
27.06. | 20 | 1350.4513
27.06. | 21 | 1358.8653
27.06. | 22 | 1354.6583
27.06. | 23 | 1350.4513
27.06. | 24 | 1321.0022
28.06. | 1 | 1316.7952
28.06. | 2 | 1316.7952
28.06. | 3 | 1316.7952
28.06. | 4 | 1337.8303
28.06. | 5 | 1337.8303
28.06. | 6 | 1342.0373
28.06. | 7 | 1342.0373
28.06. | 8 | 1333.6232
28.06. | 9 | 1325.2092
28.06. | 10 | 1312.5882
28.06. | 11 | 1299.9671
28.06. | 12 | 1270.518
28.06. | 13 | 1287.3461
28.06. | 14 | 1266.311
28.06. | 15 | 1253.69
28.06. | 16 | 1253.69
28.06. | 17 | 1249.483
28.06. | 18 | 1257.897
28.06. | 19 | 1274.7251
28.06. | 20 | 1308.3812
28.06. | 21 | 1325.2092
28.06. | 22 | 1325.2092
28.06. | 23 | 1321.0022
28.06. | 24 | 1278.9321
29.06. | 1 | 1274.7251
29.06. | 2 | 1270.518
29.06. | 3 | 1274.7251
29.06. | 4 | 1270.518
29.06. | 5 | 1274.7251
29.06. | 6 | 1278.9321
29.06. | 7 | 1283.1391
29.06. | 8 | 1278.9321
29.06. | 9 | 1262.104
29.06. | 10 | 1249.483
29.06. | 11 | 1236.8619
29.06. | 12 | 1215.8269
29.06. | 13 | 1194.7918
29.06. | 14 | 1186.3778
29.06. | 15 | 1173.7567
29.06. | 16 | 1173.7567
29.06. | 17 | 1177.9638
29.06. | 18 | 1203.2058
29.06. | 19 | 1249.483
29.06. | 20 | 1299.9671
29.06. | 21 | 1325.2092
29.06. | 22 | 1321.0022
29.06. | 23 | 1308.3812
29.06. | 24 | 1245.276
30.06. | 1 | 1224.2409
30.06. | 2 | 1161.1357
30.06. | 3 | 1156.9287
30.06. | 4 | 1148.5147
30.06. | 5 | 1144.3076
30.06. | 6 | 1123.2726
30.06. | 7 | 1127.4796
30.06. | 8 | 1081.2024
30.06. | 9 | 1034.9253
30.06. | 10 | 980.2341
30.06. | 11 | 950.785
30.06. | 12 | 938.164
30.06. | 13 | 929.75
30.06. | 14 | 921.3359
30.06. | 15 | 912.9219
30.06. | 16 | 912.9219
30.06. | 17 | 921.3359
30.06. | 18 | 938.164
30.06. | 19 | 1030.7183
30.06. | 20 | 1098.0305
30.06. | 21 | 1140.1006
30.06. | 22 | 1144.3076
30.06. | 23 | 1140.1006
30.06. | 24 | 1114.8586
01.07. | 1 | 1089.6165
01.07. | 2 | 1081.2024
01.07. | 3 | 1068.5814
01.07. | 4 | 1060.1674
01.07. | 5 | 1060.1674
01.07. | 6 | 1055.9604
01.07. | 7 | 1039.1323
01.07. | 8 | 959.1991
01.07. | 9 | 908.7149
01.07. | 10 | 883.4728
01.07. | 11 | 875.0588
01.07. | 12 | 870.8518
01.07. | 13 | 866.6448
01.07. | 14 | 849.8167
01.07. | 15 | 820.3676
01.07. | 16 | 828.7816
01.07. | 17 | 832.9887
01.07. | 18 | 870.8518
01.07. | 19 | 933.957
01.07. | 20 | 1085.4095
01.07. | 21 | 1114.8586
01.07. | 22 | 1123.2726
01.07. | 23 | 1119.0656
01.07. | 24 | 1114.8586
02.07. | 1 | 1127.4796
02.07. | 2 | 1123.2726
02.07. | 3 | 1119.0656
02.07. | 4 | 1110.6515
02.07. | 5 | 1114.8586
02.07. | 6 | 1135.8936
02.07. | 7 | 1161.1357
02.07. | 8 | 1156.9287
02.07. | 9 | 1106.4445
02.07. | 10 | 1068.5814
02.07. | 11 | 1034.9253
02.07. | 12 | 1051.7533
02.07. | 13 | 1055.9604
02.07. | 14 | 1051.7533
02.07. | 15 | 1043.3393
02.07. | 16 | 1043.3393
02.07. | 17 | 1047.5463
02.07. | 18 | 1064.3744
02.07. | 19 | 1114.8586
02.07. | 20 | 1177.9638
02.07. | 21 | 1220.0339
02.07. | 22 | 1215.8269
02.07. | 23 | 1228.4479
02.07. | 24 | 1144.3076
03.07. | 1 | 1110.6515
03.07. | 2 | 1093.8235
03.07. | 3 | 1102.2375
03.07. | 4 | 1110.6515
03.07. | 5 | 1110.6515
03.07. | 6 | 1131.6866
03.07. | 7 | 1135.8936
03.07. | 8 | 1127.4796
03.07. | 9 | 1089.6165
03.07. | 10 | 1018.0972
03.07. | 11 | 1009.6832
03.07. | 12 | 1013.8902
03.07. | 13 | 1005.4762
03.07. | 14 | 1005.4762
03.07. | 15 | 992.8552
03.07. | 16 | 988.6481
03.07. | 17 | 997.0622
03.07. | 18 | 1039.1323
03.07. | 19 | 1076.9954
03.07. | 20 | 1182.1708
03.07. | 21 | 1224.2409
03.07. | 22 | 1220.0339
03.07. | 23 | 1211.6199
03.07. | 24 | 1207.4128
04.07. | 1 | 1198.9988
04.07. | 2 | 1190.5848
04.07. | 3 | 1182.1708
04.07. | 4 | 1182.1708
04.07. | 5 | 1186.3778
04.07. | 6 | 1232.6549
04.07. | 7 | 1232.6549
04.07. | 8 | 1215.8269
04.07. | 9 | 1152.7217
04.07. | 10 | 1098.0305
04.07. | 11 | 1068.5814
04.07. | 12 | 1047.5463
04.07. | 13 | 1030.7183
04.07. | 14 | 1022.3043
04.07. | 15 | 1013.8902
04.07. | 16 | 1022.3043
04.07. | 17 | 1034.9253
04.07. | 18 | 1064.3744
04.07. | 19 | 1119.0656
04.07. | 20 | 1241.069
04.07. | 21 | 1270.518
04.07. | 22 | 1266.311
04.07. | 23 | 1266.311
04.07. | 24 | 1257.897
05.07. | 1 | 1245.276
05.07. | 2 | 1245.276
05.07. | 3 | 1241.069
05.07. | 4 | 1241.069
05.07. | 5 | 1249.483
05.07. | 6 | 1262.104
05.07. | 7 | 1262.104
05.07. | 8 | 1245.276
05.07. | 9 | 1119.0656
05.07. | 10 | 1039.1323
05.07. | 11 | 1009.6832
05.07. | 12 | 1013.8902
05.07. | 13 | 1005.4762
05.07. | 14 | 1009.6832
05.07. | 15 | 1005.4762
05.07. | 16 | 1009.6832
05.07. | 17 | 1030.7183
05.07. | 18 | 1060.1674
05.07. | 19 | 1131.6866
05.07. | 20 | 1232.6549
05.07. | 21 | 1257.897
05.07. | 22 | 1262.104
05.07. | 23 | 1266.311
05.07. | 24 | 1257.897
06.07. | 1 | 1262.104
06.07. | 2 | 1257.897
06.07. | 3 | 1262.104
06.07. | 4 | 1257.897
06.07. | 5 | 1262.104
06.07. | 6 | 1266.311
06.07. | 7 | 1266.311
06.07. | 8 | 1249.483
06.07. | 9 | 1177.9638
06.07. | 10 | 1102.2375
06.07. | 11 | 1064.3744
06.07. | 12 | 1005.4762
06.07. | 13 | 997.0622
06.07. | 14 | 992.8552
06.07. | 15 | 997.0622
06.07. | 16 | 1001.2692
06.07. | 17 | 1013.8902
06.07. | 18 | 1068.5814
06.07. | 19 | 1144.3076
06.07. | 20 | 1236.8619
06.07. | 21 | 1249.483
06.07. | 22 | 1249.483
06.07. | 23 | 1245.276
06.07. | 24 | 1198.9988
07.07. | 1 | 1194.7918
07.07. | 2 | 1177.9638
07.07. | 3 | 1169.5497
07.07. | 4 | 1165.3427
07.07. | 5 | 1161.1357
07.07. | 6 | 1123.2726
07.07. | 7 | 1093.8235
07.07. | 8 | 938.164
07.07. | 9 | 854.0237
07.07. | 10 | 811.9536
07.07. | 11 | 765.6764
07.07. | 12 | 757.2624
07.07. | 13 | 748.8484
07.07. | 14 | 736.2273
07.07. | 15 | 732.0203
07.07. | 16 | 761.4694
07.07. | 17 | 799.3325
07.07. | 18 | 816.1606
07.07. | 19 | 866.6448
07.07. | 20 | 896.0939
07.07. | 21 | 946.578
07.07. | 22 | 959.1991
07.07. | 23 | 959.1991
07.07. | 24 | 954.992
08.07. | 1 | 946.578
08.07. | 2 | 946.578
08.07. | 3 | 946.578
08.07. | 4 | 946.578
08.07. | 5 | 950.785
08.07. | 6 | 950.785
08.07. | 7 | 950.785
08.07. | 8 | 875.0588
08.07. | 9 | 816.1606
08.07. | 10 | 774.0905
08.07. | 11 | 744.6414
08.07. | 12 | 740.4344
08.07. | 13 | 736.2273
08.07. | 14 | 732.0203
08.07. | 15 | 740.4344
08.07. | 16 | 765.6764
08.07. | 17 | 803.5396
08.07. | 18 | 828.7816
08.07. | 19 | 925.5429
08.07. | 20 | 1001.2692
08.07. | 21 | 1055.9604
08.07. | 22 | 1068.5814
08.07. | 23 | 1064.3744
08.07. | 24 | 1098.0305
09.07. | 1 | 1110.6515
09.07. | 2 | 1110.6515
09.07. | 3 | 1119.0656
09.07. | 4 | 1135.8936
09.07. | 5 | 1144.3076
09.07. | 6 | 1169.5497
09.07. | 7 | 1190.5848
09.07. | 8 | 1198.9988
09.07. | 9 | 1156.9287
09.07. | 10 | 1106.4445
09.07. | 11 | 1047.5463
09.07. | 12 | 1030.7183
09.07. | 13 | 1018.0972
09.07. | 14 | 1018.0972
09.07. | 15 | 1022.3043
09.07. | 16 | 1009.6832
09.07. | 17 | 1043.3393
09.07. | 18 | 1055.9604
09.07. | 19 | 1211.6199
09.07. | 20 | 1241.069
09.07. | 21 | 1262.104
09.07. | 22 | 1257.897
09.07. | 23 | 1253.69
09.07. | 24 | 1262.104
10.07. | 1 | 1241.069
10.07. | 2 | 1236.8619
10.07. | 3 | 1232.6549
10.07. | 4 | 1224.2409
10.07. | 5 | 1232.6549
10.07. | 6 | 1249.483
10.07. | 7 | 1253.69
10.07. | 8 | 1249.483
10.07. | 9 | 1211.6199
10.07. | 10 | 1110.6515
10.07. | 11 | 1085.4095
10.07. | 12 | 1051.7533
10.07. | 13 | 1022.3043
10.07. | 14 | 1018.0972
10.07. | 15 | 1022.3043
10.07. | 16 | 1030.7183
10.07. | 17 | 1085.4095
10.07. | 18 | 1127.4796
10.07. | 19 | 1232.6549
10.07. | 20 | 1287.3461
10.07. | 21 | 1295.7601
10.07. | 22 | 1291.5531
10.07. | 23 | 1283.1391
10.07. | 24 | 1266.311
11.07. | 1 | 1257.897
11.07. | 2 | 1257.897
11.07. | 3 | 1262.104
11.07. | 4 | 1249.483
11.07. | 5 | 1253.69
11.07. | 6 | 1270.518
11.07. | 7 | 1278.9321
11.07. | 8 | 1278.9321
11.07. | 9 | 1257.897
11.07. | 10 | 1169.5497
11.07. | 11 | 1148.5147
11.07. | 12 | 1148.5147
11.07. | 13 | 1127.4796
11.07. | 14 | 1119.0656
11.07. | 15 | 1114.8586
11.07. | 16 | 1110.6515
11.07. | 17 | 1131.6866
11.07. | 18 | 1190.5848
11.07. | 19 | 1262.104
11.07. | 20 | 1287.3461
11.07. | 21 | 1299.9671
11.07. | 22 | 1304.1742
11.07. | 23 | 1299.9671
11.07. | 24 | 1283.1391
12.07. | 1 | 1274.7251
12.07. | 2 | 1270.518
12.07. | 3 | 1274.7251
12.07. | 4 | 1274.7251
12.07. | 5 | 1274.7251
12.07. | 6 | 1287.3461
12.07. | 7 | 1299.9671
12.07. | 8 | 1295.7601
12.07. | 9 | 1274.7251
12.07. | 10 | 1224.2409
12.07. | 11 | 1203.2058
12.07. | 12 | 1165.3427
12.07. | 13 | 1156.9287
12.07. | 14 | 1165.3427
12.07. | 15 | 1156.9287
12.07. | 16 | 1165.3427
12.07. | 17 | 1169.5497
12.07. | 18 | 1190.5848
12.07. | 19 | 1257.897
12.07. | 20 | 1287.3461
12.07. | 21 | 1299.9671
12.07. | 22 | 1308.3812
12.07. | 23 | 1299.9671
12.07. | 24 | 1257.897
13.07. | 1 | 1232.6549
13.07. | 2 | 1232.6549
13.07. | 3 | 1228.4479
13.07. | 4 | 1228.4479
13.07. | 5 | 1224.2409
13.07. | 6 | 1228.4479
13.07. | 7 | 1236.8619
13.07. | 8 | 1228.4479
13.07. | 9 | 1156.9287
13.07. | 10 | 1068.5814
13.07. | 11 | 1047.5463
13.07. | 12 | 1047.5463
13.07. | 13 | 1030.7183
13.07. | 14 | 1022.3043
13.07. | 15 | 1005.4762
13.07. | 16 | 1005.4762
13.07. | 17 | 1009.6832
13.07. | 18 | 1072.7884
13.07. | 19 | 1127.4796
13.07. | 20 | 1203.2058
13.07. | 21 | 1228.4479
13.07. | 22 | 1224.2409
13.07. | 23 | 1224.2409
13.07. | 24 | 1215.8269
14.07. | 1 | 1211.6199
14.07. | 2 | 1198.9988
14.07. | 3 | 1198.9988
14.07. | 4 | 1198.9988
14.07. | 5 | 1190.5848
14.07. | 6 | 1165.3427
14.07. | 7 | 1148.5147
14.07. | 8 | 1039.1323
14.07. | 9 | 963.4061
14.07. | 10 | 854.0237
14.07. | 11 | 803.5396
14.07. | 12 | 790.9185
14.07. | 13 | 786.7115
14.07. | 14 | 782.5045
14.07. | 15 | 778.2975
14.07. | 16 | 778.2975
14.07. | 17 | 774.0905
14.07. | 18 | 807.7466
14.07. | 19 | 925.5429
14.07. | 20 | 1009.6832
14.07. | 21 | 1072.7884
14.07. | 22 | 1076.9954
14.07. | 23 | 1076.9954
14.07. | 24 | 1064.3744
15.07. | 1 | 1060.1674
15.07. | 2 | 1055.9604
15.07. | 3 | 1055.9604
15.07. | 4 | 1055.9604
15.07. | 5 | 1064.3744
15.07. | 6 | 1064.3744
15.07. | 7 | 1055.9604
15.07. | 8 | 959.1991
15.07. | 9 | 811.9536
15.07. | 10 | 769.8835
15.07. | 11 | 761.4694
15.07. | 12 | 753.0554
15.07. | 13 | 748.8484
15.07. | 14 | 748.8484
15.07. | 15 | 740.4344
15.07. | 16 | 744.6414
15.07. | 17 | 765.6764
15.07. | 18 | 786.7115
15.07. | 19 | 971.8201
15.07. | 20 | 1072.7884
15.07. | 21 | 1098.0305
15.07. | 22 | 1106.4445
15.07. | 23 | 1106.4445
15.07. | 24 | 1110.6515
16.07. | 1 | 1085.4095
16.07. | 2 | 1072.7884
16.07. | 3 | 1072.7884
16.07. | 4 | 1076.9954
16.07. | 5 | 1085.4095
16.07. | 6 | 1144.3076
16.07. | 7 | 1173.7567
16.07. | 8 | 1165.3427
16.07. | 9 | 1127.4796
16.07. | 10 | 1043.3393
16.07. | 11 | 980.2341
16.07. | 12 | 971.8201
16.07. | 13 | 971.8201
16.07. | 14 | 959.1991
16.07. | 15 | 959.1991
16.07. | 16 | 950.785
16.07. | 17 | 963.4061
16.07. | 18 | 1051.7533
16.07. | 19 | 1156.9287
16.07. | 20 | 1224.2409
16.07. | 21 | 1249.483
16.07. | 22 | 1257.897
16.07. | 23 | 1253.69
16.07. | 24 | 1270.518
17.07. | 1 | 1257.897
17.07. | 2 | 1266.311
17.07. | 3 | 1266.311
17.07. | 4 | 1266.311
17.07. | 5 | 1270.518
17.07. | 6 | 1270.518
17.07. | 7 | 1266.311
17.07. | 8 | 1266.311
17.07. | 9 | 1249.483
17.07. | 10 | 1198.9988
17.07. | 11 | 1173.7567
17.07. | 12 | 1152.7217
17.07. | 13 | 1148.5147
17.07. | 14 | 1144.3076
17.07. | 15 | 1144.3076
17.07. | 16 | 1144.3076
17.07. | 17 | 1165.3427
17.07. | 18 | 1194.7918
17.07. | 19 | 1249.483
17.07. | 20 | 1270.518
17.07. | 21 | 1283.1391
17.07. | 22 | 1283.1391
17.07. | 23 | 1278.9321
17.07. | 24 | 1270.518
18.07. | 1 | 1266.311
18.07. | 2 | 1266.311
18.07. | 3 | 1262.104
18.07. | 4 | 1266.311
18.07. | 5 | 1262.104
18.07. | 6 | 1266.311
18.07. | 7 | 1270.518
18.07. | 8 | 1266.311
18.07. | 9 | 1232.6549
18.07. | 10 | 1182.1708
18.07. | 11 | 1165.3427
18.07. | 12 | 1173.7567
18.07. | 13 | 1173.7567
18.07. | 14 | 1169.5497
18.07. | 15 | 1165.3427
18.07. | 16 | 1156.9287
18.07. | 17 | 1156.9287
18.07. | 18 | 1190.5848
18.07. | 19 | 1253.69
18.07. | 20 | 1266.311
18.07. | 21 | 1274.7251
18.07. | 22 | 1278.9321
18.07. | 23 | 1278.9321
18.07. | 24 | 1257.897
19.07. | 1 | 1253.69
19.07. | 2 | 1253.69
19.07. | 3 | 1253.69
19.07. | 4 | 1249.483
19.07. | 5 | 1249.483
19.07. | 6 | 1262.104
19.07. | 7 | 1266.311
19.07. | 8 | 1266.311
19.07. | 9 | 1245.276
19.07. | 10 | 1224.2409
19.07. | 11 | 1211.6199
19.07. | 12 | 1177.9638
19.07. | 13 | 1182.1708
19.07. | 14 | 1169.5497
19.07. | 15 | 1169.5497
19.07. | 16 | 1173.7567
19.07. | 17 | 1186.3778
19.07. | 18 | 1211.6199
19.07. | 19 | 1241.069
19.07. | 20 | 1262.104
19.07. | 21 | 1266.311
19.07. | 22 | 1270.518
19.07. | 23 | 1270.518
19.07. | 24 | 1207.4128
20.07. | 1 | 1203.2058
20.07. | 2 | 1224.2409
20.07. | 3 | 1228.4479
20.07. | 4 | 1224.2409
20.07. | 5 | 1232.6549
20.07. | 6 | 1249.483
20.07. | 7 | 1220.0339
20.07. | 8 | 1224.2409
20.07. | 9 | 1211.6199
20.07. | 10 | 1182.1708
20.07. | 11 | 1182.1708
20.07. | 12 | 1198.9988
20.07. | 13 | 1215.8269
20.07. | 14 | 1211.6199
20.07. | 15 | 1194.7918
20.07. | 16 | 1182.1708
20.07. | 17 | 1190.5848
20.07. | 18 | 1177.9638
20.07. | 19 | 1207.4128
20.07. | 20 | 1262.104
20.07. | 21 | 1270.518
20.07. | 22 | 1266.311
20.07. | 23 | 1270.518
20.07. | 24 | 1253.69
21.07. | 1 | 1253.69
21.07. | 2 | 1249.483
21.07. | 3 | 1249.483
21.07. | 4 | 1245.276
21.07. | 5 | 1228.4479
21.07. | 6 | 1198.9988
21.07. | 7 | 1177.9638
21.07. | 8 | 1127.4796
21.07. | 9 | 1001.2692
21.07. | 10 | 891.8868
21.07. | 11 | 870.8518
21.07. | 12 | 862.4377
21.07. | 13 | 858.2307
21.07. | 14 | 858.2307
21.07. | 15 | 854.0237
21.07. | 16 | 854.0237
21.07. | 17 | 862.4377
21.07. | 18 | 862.4377
21.07. | 19 | 921.3359
21.07. | 20 | 1043.3393
21.07. | 21 | 1093.8235
21.07. | 22 | 1102.2375
21.07. | 23 | 1102.2375
21.07. | 24 | 1034.9253
22.07. | 1 | 997.0622
22.07. | 2 | 980.2341
22.07. | 3 | 980.2341
22.07. | 4 | 963.4061
22.07. | 5 | 959.1991
22.07. | 6 | 959.1991
22.07. | 7 | 946.578
22.07. | 8 | 896.0939
22.07. | 9 | 870.8518
22.07. | 10 | 761.4694
22.07. | 11 | 736.2273
22.07. | 12 | 715.1923
22.07. | 13 | 715.1923
22.07. | 14 | 715.1923
22.07. | 15 | 710.9853
22.07. | 16 | 677.3292
22.07. | 17 | 698.3642
22.07. | 18 | 723.6063
22.07. | 19 | 841.4027
22.07. | 20 | 976.0271
22.07. | 21 | 1051.7533
22.07. | 22 | 1064.3744
22.07. | 23 | 1060.1674
22.07. | 24 | 1098.0305
23.07. | 1 | 1110.6515
23.07. | 2 | 1106.4445
23.07. | 3 | 1102.2375
23.07. | 4 | 1114.8586
23.07. | 5 | 1140.1006
23.07. | 6 | 1173.7567
23.07. | 7 | 1186.3778
23.07. | 8 | 1194.7918
23.07. | 9 | 1156.9287
23.07. | 10 | 1119.0656
23.07. | 11 | 1106.4445
23.07. | 12 | 1085.4095
23.07. | 13 | 1068.5814
23.07. | 14 | 1064.3744
23.07. | 15 | 1051.7533
23.07. | 16 | 1047.5463
23.07. | 17 | 1051.7533
23.07. | 18 | 1064.3744
23.07. | 19 | 1127.4796
23.07. | 20 | 1169.5497
23.07. | 21 | 1186.3778
23.07. | 22 | 1198.9988
23.07. | 23 | 1198.9988
23.07. | 24 | 1173.7567
24.07. | 1 | 1173.7567
24.07. | 2 | 1169.5497
24.07. | 3 | 1169.5497
24.07. | 4 | 1173.7567
24.07. | 5 | 1173.7567
24.07. | 6 | 1190.5848
24.07. | 7 | 1190.5848
24.07. | 8 | 1182.1708
24.07. | 9 | 1169.5497
24.07. | 10 | 1131.6866
24.07. | 11 | 1110.6515
24.07. | 12 | 1089.6165
24.07. | 13 | 1093.8235
24.07. | 14 | 1093.8235
24.07. | 15 | 1089.6165
24.07. | 16 | 1089.6165
24.07. | 17 | 1098.0305
24.07. | 18 | 1119.0656
24.07. | 19 | 1161.1357
24.07. | 20 | 1190.5848
24.07. | 21 | 1207.4128
24.07. | 22 | 1211.6199
24.07. | 23 | 1215.8269
24.07. | 24 | 1232.6549
25.07. | 1 | 1224.2409
25.07. | 2 | 1224.2409
25.07. | 3 | 1220.0339
25.07. | 4 | 1211.6199
25.07. | 5 | 1215.8269
25.07. | 6 | 1228.4479
25.07. | 7 | 1224.2409
25.07. | 8 | 1220.0339
25.07. | 9 | 1203.2058
25.07. | 10 | 1177.9638
25.07. | 11 | 1152.7217
25.07. | 12 | 1152.7217
25.07. | 13 | 1152.7217
25.07. | 14 | 1148.5147
25.07. | 15 | 1144.3076
25.07. | 16 | 1161.1357
25.07. | 17 | 1161.1357
25.07. | 18 | 1177.9638
25.07. | 19 | 1211.6199
25.07. | 20 | 1228.4479
25.07. | 21 | 1241.069
25.07. | 22 | 1241.069
25.07. | 23 | 1241.069
25.07. | 24 | 1236.8619
26.07. | 1 | 1232.6549
26.07. | 2 | 1228.4479
26.07. | 3 | 1232.6549
26.07. | 4 | 1228.4479
26.07. | 5 | 1232.6549
26.07. | 6 | 1245.276
26.07. | 7 | 1245.276
26.07. | 8 | 1245.276
26.07. | 9 | 1194.7918
26.07. | 10 | 1156.9287
26.07. | 11 | 1140.1006
26.07. | 12 | 1119.0656
26.07. | 13 | 1127.4796
26.07. | 14 | 1119.0656
26.07. | 15 | 1089.6165
26.07. | 16 | 1093.8235
26.07. | 17 | 1106.4445
26.07. | 18 | 1144.3076
26.07. | 19 | 1207.4128
26.07. | 20 | 1249.483
26.07. | 21 | 1253.69
26.07. | 22 | 1266.311
26.07. | 23 | 1266.311
26.07. | 24 | 1257.897
27.07. | 1 | 1249.483
27.07. | 2 | 1241.069
27.07. | 3 | 1245.276
27.07. | 4 | 1249.483
27.07. | 5 | 1249.483
27.07. | 6 | 1266.311
27.07. | 7 | 1270.518
27.07. | 8 | 1266.311
27.07. | 9 | 1253.69
27.07. | 10 | 1194.7918
27.07. | 11 | 1169.5497
27.07. | 12 | 1148.5147
27.07. | 13 | 1140.1006
27.07. | 14 | 1131.6866
27.07. | 15 | 1127.4796
27.07. | 16 | 1123.2726
27.07. | 17 | 1127.4796
27.07. | 18 | 1156.9287
27.07. | 19 | 1211.6199
27.07. | 20 | 1241.069
27.07. | 21 | 1249.483
27.07. | 22 | 1253.69
27.07. | 23 | 1249.483
27.07. | 24 | 1224.2409
28.07. | 1 | 1220.0339
28.07. | 2 | 1215.8269
28.07. | 3 | 1215.8269
28.07. | 4 | 1215.8269
28.07. | 5 | 1211.6199
28.07. | 6 | 1177.9638
28.07. | 7 | 1177.9638
28.07. | 8 | 1169.5497
28.07. | 9 | 1093.8235
28.07. | 10 | 1005.4762
28.07. | 11 | 971.8201
28.07. | 12 | 904.5079
28.07. | 13 | 849.8167
28.07. | 14 | 841.4027
28.07. | 15 | 841.4027
28.07. | 16 | 837.1957
28.07. | 17 | 875.0588
28.07. | 18 | 967.6131
28.07. | 19 | 1018.0972
28.07. | 20 | 1093.8235
28.07. | 21 | 1114.8586
28.07. | 22 | 1123.2726
28.07. | 23 | 1123.2726
28.07. | 24 | 1110.6515
29.07. | 1 | 1110.6515
29.07. | 2 | 1110.6515
29.07. | 3 | 1110.6515
29.07. | 4 | 1114.8586
29.07. | 5 | 1106.4445
29.07. | 6 | 1106.4445
29.07. | 7 | 1106.4445
29.07. | 8 | 1043.3393
29.07. | 9 | 933.957
29.07. | 10 | 786.7115
29.07. | 11 | 769.8835
29.07. | 12 | 753.0554
29.07. | 13 | 753.0554
29.07. | 14 | 753.0554
29.07. | 15 | 748.8484
29.07. | 16 | 748.8484
29.07. | 17 | 757.2624
29.07. | 18 | 858.2307
29.07. | 19 | 959.1991
29.07. | 20 | 1064.3744
29.07. | 21 | 1072.7884
29.07. | 22 | 1081.2024
29.07. | 23 | 1089.6165
29.07. | 24 | 1106.4445
30.07. | 1 | 1119.0656
30.07. | 2 | 1123.2726
30.07. | 3 | 1135.8936
30.07. | 4 | 1152.7217
30.07. | 5 | 1161.1357
30.07. | 6 | 1190.5848
30.07. | 7 | 1203.2058
30.07. | 8 | 1211.6199
30.07. | 9 | 1203.2058
30.07. | 10 | 1156.9287
30.07. | 11 | 1140.1006
30.07. | 12 | 1119.0656
30.07. | 13 | 1127.4796
30.07. | 14 | 1123.2726
30.07. | 15 | 1123.2726
30.07. | 16 | 1119.0656
30.07. | 17 | 1140.1006
30.07. | 18 | 1144.3076
30.07. | 19 | 1190.5848
30.07. | 20 | 1203.2058
30.07. | 21 | 1211.6199
30.07. | 22 | 1211.6199
30.07. | 23 | 1215.8269
30.07. | 24 | 1186.3778
31.07. | 1 | 1182.1708
31.07. | 2 | 1173.7567
31.07. | 3 | 1169.5497
31.07. | 4 | 1165.3427
31.07. | 5 | 1165.3427
31.07. | 6 | 1182.1708
31.07. | 7 | 1186.3778
31.07. | 8 | 1177.9638
31.07. | 9 | 1156.9287
31.07. | 10 | 1123.2726
31.07. | 11 | 1089.6165
31.07. | 12 | 1064.3744
31.07. | 13 | 1064.3744
31.07. | 14 | 1064.3744
31.07. | 15 | 1068.5814
31.07. | 16 | 1068.5814
31.07. | 17 | 1076.9954
31.07. | 18 | 1093.8235
31.07. | 19 | 1165.3427
31.07. | 20 | 1207.4128
31.07. | 21 | 1215.8269
31.07. | 22 | 1220.0339
31.07. | 23 | 1215.8269
31.07. | 24 | 1198.9988
01.08. | 1 | 1190.5848
01.08. | 2 | 1186.3778
01.08. | 3 | 1190.5848
01.08. | 4 | 1190.5848
01.08. | 5 | 1194.7918
01.08. | 6 | 1198.9988
01.08. | 7 | 1194.7918
01.08. | 8 | 1177.9638
01.08. | 9 | 1131.6866
01.08. | 10 | 1089.6165
01.08. | 11 | 1076.9954
01.08. | 12 | 1068.5814
01.08. | 13 | 1055.9604
01.08. | 14 | 1034.9253
01.08. | 15 | 1030.7183
01.08. | 16 | 1039.1323
01.08. | 17 | 1051.7533
01.08. | 18 | 1081.2024
01.08. | 19 | 1152.7217
01.08. | 20 | 1190.5848
01.08. | 21 | 1207.4128
01.08. | 22 | 1207.4128
01.08. | 23 | 1203.2058
01.08. | 24 | 1186.3778
02.08. | 1 | 1186.3778
02.08. | 2 | 1177.9638
02.08. | 3 | 1177.9638
02.08. | 4 | 1177.9638
02.08. | 5 | 1182.1708
02.08. | 6 | 1194.7918
02.08. | 7 | 1203.2058
02.08. | 8 | 1190.5848
02.08. | 9 | 1148.5147
02.08. | 10 | 1098.0305
02.08. | 11 | 1047.5463
02.08. | 12 | 1034.9253
02.08. | 13 | 1030.7183
02.08. | 14 | 1022.3043
02.08. | 15 | 1018.0972
02.08. | 16 | 1022.3043
02.08. | 17 | 1051.7533
02.08. | 18 | 1085.4095
02.08. | 19 | 1131.6866
02.08. | 20 | 1177.9638
02.08. | 21 | 1194.7918
02.08. | 22 | 1194.7918
02.08. | 23 | 1173.7567
02.08. | 24 | 1173.7567
03.08. | 1 | 1165.3427
03.08. | 2 | 1165.3427
03.08. | 3 | 1144.3076
03.08. | 4 | 1152.7217
03.08. | 5 | 1161.1357
03.08. | 6 | 1169.5497
03.08. | 7 | 1177.9638
03.08. | 8 | 1152.7217
03.08. | 9 | 1119.0656
03.08. | 10 | 1009.6832
03.08. | 11 | 971.8201
03.08. | 12 | 959.1991
03.08. | 13 | 950.785
03.08. | 14 | 942.371
03.08. | 15 | 925.5429
03.08. | 16 | 917.1289
03.08. | 17 | 925.5429
03.08. | 18 | 946.578
03.08. | 19 | 1047.5463
03.08. | 20 | 1093.8235
03.08. | 21 | 1114.8586
03.08. | 22 | 1135.8936
03.08. | 23 | 1131.6866
03.08. | 24 | 1127.4796
04.08. | 1 | 1144.3076
04.08. | 2 | 1144.3076
04.08. | 3 | 1140.1006
04.08. | 4 | 1127.4796
04.08. | 5 | 1119.0656
04.08. | 6 | 1098.0305
04.08. | 7 | 1089.6165
04.08. | 8 | 1076.9954
04.08. | 9 | 946.578
04.08. | 10 | 807.7466
04.08. | 11 | 765.6764
04.08. | 12 | 727.8133
04.08. | 13 | 719.3993
04.08. | 14 | 715.1923
04.08. | 15 | 710.9853
04.08. | 16 | 706.7783
04.08. | 17 | 710.9853
04.08. | 18 | 795.1255
04.08. | 19 | 908.7149
04.08. | 20 | 984.4411
04.08. | 21 | 1026.5113
04.08. | 22 | 1034.9253
04.08. | 23 | 1026.5113
04.08. | 24 | 992.8552
05.08. | 1 | 942.371
05.08. | 2 | 921.3359
05.08. | 3 | 921.3359
05.08. | 4 | 900.3009
05.08. | 5 | 896.0939
05.08. | 6 | 896.0939
05.08. | 7 | 896.0939
05.08. | 8 | 875.0588
05.08. | 9 | 786.7115
05.08. | 10 | 668.9151
05.08. | 11 | 652.0871
05.08. | 12 | 652.0871
05.08. | 13 | 652.0871
05.08. | 14 | 647.8801
05.08. | 15 | 647.8801
05.08. | 16 | 643.6731
05.08. | 17 | 652.0871
05.08. | 18 | 736.2273
05.08. | 19 | 832.9887
05.08. | 20 | 967.6131
05.08. | 21 | 992.8552
05.08. | 22 | 997.0622
05.08. | 23 | 997.0622
05.08. | 24 | 1001.2692
06.08. | 1 | 992.8552
06.08. | 2 | 988.6481
06.08. | 3 | 992.8552
06.08. | 4 | 997.0622
06.08. | 5 | 1026.5113
06.08. | 6 | 1051.7533
06.08. | 7 | 1072.7884
06.08. | 8 | 1072.7884
06.08. | 9 | 1043.3393
06.08. | 10 | 992.8552
06.08. | 11 | 984.4411
06.08. | 12 | 976.0271
06.08. | 13 | 976.0271
06.08. | 14 | 976.0271
06.08. | 15 | 976.0271
06.08. | 16 | 980.2341
06.08. | 17 | 1005.4762
06.08. | 18 | 1068.5814
06.08. | 19 | 1102.2375
06.08. | 20 | 1123.2726
06.08. | 21 | 1131.6866
06.08. | 22 | 1140.1006
06.08. | 23 | 1140.1006
06.08. | 24 | 1135.8936
07.08. | 1 | 1135.8936
07.08. | 2 | 1135.8936
07.08. | 3 | 1135.8936
07.08. | 4 | 1127.4796
07.08. | 5 | 1135.8936
07.08. | 6 | 1144.3076
07.08. | 7 | 1148.5147
07.08. | 8 | 1152.7217
07.08. | 9 | 1131.6866
07.08. | 10 | 1072.7884
07.08. | 11 | 1064.3744
07.08. | 12 | 1068.5814
07.08. | 13 | 1064.3744
07.08. | 14 | 1060.1674
07.08. | 15 | 1060.1674
07.08. | 16 | 1060.1674
07.08. | 17 | 1060.1674
07.08. | 18 | 1102.2375
07.08. | 19 | 1123.2726
07.08. | 20 | 1148.5147
07.08. | 21 | 1161.1357
07.08. | 22 | 1161.1357
07.08. | 23 | 1156.9287
07.08. | 24 | 1135.8936
08.08. | 1 | 1127.4796
08.08. | 2 | 1135.8936
08.08. | 3 | 1131.6866
08.08. | 4 | 1123.2726
08.08. | 5 | 1123.2726
08.08. | 6 | 1131.6866
08.08. | 7 | 1131.6866
08.08. | 8 | 1131.6866
08.08. | 9 | 1106.4445
08.08. | 10 | 1076.9954
08.08. | 11 | 1051.7533
08.08. | 12 | 1043.3393
08.08. | 13 | 1043.3393
08.08. | 14 | 1039.1323
08.08. | 15 | 1047.5463
08.08. | 16 | 1043.3393
08.08. | 17 | 1047.5463
08.08. | 18 | 1081.2024
08.08. | 19 | 1089.6165
08.08. | 20 | 1119.0656
08.08. | 21 | 1123.2726
08.08. | 22 | 1135.8936
08.08. | 23 | 1131.6866
08.08. | 24 | 1123.2726
09.08. | 1 | 1114.8586
09.08. | 2 | 1114.8586
09.08. | 3 | 1114.8586
09.08. | 4 | 1114.8586
09.08. | 5 | 1119.0656
09.08. | 6 | 1119.0656
09.08. | 7 | 1114.8586
09.08. | 8 | 1110.6515
09.08. | 9 | 1119.0656
09.08. | 10 | 1089.6165
09.08. | 11 | 1039.1323
09.08. | 12 | 1039.1323
09.08. | 13 | 1030.7183
09.08. | 14 | 1034.9253
09.08. | 15 | 1039.1323
09.08. | 16 | 1043.3393
09.08. | 17 | 1051.7533
09.08. | 18 | 1089.6165
09.08. | 19 | 1119.0656
09.08. | 20 | 1152.7217
09.08. | 21 | 1156.9287
09.08. | 22 | 1161.1357
09.08. | 23 | 1161.1357
09.08. | 24 | 1152.7217
10.08. | 1 | 1148.5147
10.08. | 2 | 1144.3076
10.08. | 3 | 1148.5147
10.08. | 4 | 1148.5147
10.08. | 5 | 1148.5147
10.08. | 6 | 1152.7217
10.08. | 7 | 1156.9287
10.08. | 8 | 1156.9287
10.08. | 9 | 1144.3076
10.08. | 10 | 1106.4445
10.08. | 11 | 1064.3744
10.08. | 12 | 1047.5463
10.08. | 13 | 1047.5463
10.08. | 14 | 1043.3393
10.08. | 15 | 1047.5463
10.08. | 16 | 1043.3393
10.08. | 17 | 1051.7533
10.08. | 18 | 1072.7884
10.08. | 19 | 1098.0305
10.08. | 20 | 1114.8586
10.08. | 21 | 1123.2726
10.08. | 22 | 1119.0656
10.08. | 23 | 1119.0656
10.08. | 24 | 1089.6165
11.08. | 1 | 1076.9954
11.08. | 2 | 1072.7884
11.08. | 3 | 1072.7884
11.08. | 4 | 1055.9604
11.08. | 5 | 1039.1323
11.08. | 6 | 1022.3043
11.08. | 7 | 1022.3043
11.08. | 8 | 1009.6832
11.08. | 9 | 887.6798
11.08. | 10 | 761.4694
11.08. | 11 | 727.8133
11.08. | 12 | 719.3993
11.08. | 13 | 723.6063
11.08. | 14 | 723.6063
11.08. | 15 | 723.6063
11.08. | 16 | 719.3993
11.08. | 17 | 723.6063
11.08. | 18 | 778.2975
11.08. | 19 | 887.6798
11.08. | 20 | 963.4061
11.08. | 21 | 976.0271
11.08. | 22 | 984.4411
11.08. | 23 | 988.6481
11.08. | 24 | 967.6131
12.08. | 1 | 959.1991
12.08. | 2 | 954.992
12.08. | 3 | 954.992
12.08. | 4 | 959.1991
12.08. | 5 | 959.1991
12.08. | 6 | 963.4061
12.08. | 7 | 963.4061
12.08. | 8 | 942.371
12.08. | 9 | 774.0905
12.08. | 10 | 652.0871
12.08. | 11 | 639.466
12.08. | 12 | 635.259
12.08. | 13 | 635.259
12.08. | 14 | 635.259
12.08. | 15 | 631.052
12.08. | 16 | 622.638
12.08. | 17 | 694.1572
12.08. | 18 | 748.8484
12.08. | 19 | 875.0588
12.08. | 20 | 959.1991
12.08. | 21 | 980.2341
12.08. | 22 | 988.6481
12.08. | 23 | 988.6481
12.08. | 24 | 1009.6832
13.08. | 1 | 1013.8902
13.08. | 2 | 1013.8902
13.08. | 3 | 1013.8902
13.08. | 4 | 1013.8902
13.08. | 5 | 1013.8902
13.08. | 6 | 1030.7183
13.08. | 7 | 1043.3393
13.08. | 8 | 1051.7533
13.08. | 9 | 1043.3393
13.08. | 10 | 997.0622
13.08. | 11 | 933.957
13.08. | 12 | 921.3359
13.08. | 13 | 929.75
13.08. | 14 | 925.5429
13.08. | 15 | 917.1289
13.08. | 16 | 921.3359
13.08. | 17 | 925.5429
13.08. | 18 | 971.8201
13.08. | 19 | 1039.1323
13.08. | 20 | 1055.9604
13.08. | 21 | 1064.3744
13.08. | 22 | 1068.5814
13.08. | 23 | 1068.5814
13.08. | 24 | 1072.7884
14.08. | 1 | 1068.5814
14.08. | 2 | 1055.9604
14.08. | 3 | 1055.9604
14.08. | 4 | 1055.9604
14.08. | 5 | 1055.9604
14.08. | 6 | 1064.3744
14.08. | 7 | 1072.7884
14.08. | 8 | 1060.1674
14.08. | 9 | 1026.5113
14.08. | 10 | 1013.8902
14.08. | 11 | 963.4061
14.08. | 12 | 959.1991
14.08. | 13 | 942.371
14.08. | 14 | 933.957
14.08. | 15 | 929.75
14.08. | 16 | 929.75
14.08. | 17 | 946.578
14.08. | 18 | 992.8552
14.08. | 19 | 1047.5463
14.08. | 20 | 1072.7884
14.08. | 21 | 1076.9954
14.08. | 22 | 1081.2024
14.08. | 23 | 1076.9954
14.08. | 24 | 1076.9954
15.08. | 1 | 1064.3744
15.08. | 2 | 1060.1674
15.08. | 3 | 1060.1674
15.08. | 4 | 1064.3744
15.08. | 5 | 1068.5814
15.08. | 6 | 1093.8235
15.08. | 7 | 1102.2375
15.08. | 8 | 1102.2375
15.08. | 9 | 1072.7884
15.08. | 10 | 997.0622
15.08. | 11 | 954.992
15.08. | 12 | 938.164
15.08. | 13 | 933.957
15.08. | 14 | 933.957
15.08. | 15 | 929.75
15.08. | 16 | 929.75
15.08. | 17 | 933.957
15.08. | 18 | 976.0271
15.08. | 19 | 1026.5113
15.08. | 20 | 1055.9604
15.08. | 21 | 1076.9954
15.08. | 22 | 1098.0305
15.08. | 23 | 1089.6165
15.08. | 24 | 1005.4762
16.08. | 1 | 976.0271
16.08. | 2 | 971.8201
16.08. | 3 | 976.0271
16.08. | 4 | 976.0271
16.08. | 5 | 963.4061
16.08. | 6 | 963.4061
16.08. | 7 | 967.6131
16.08. | 8 | 921.3359
16.08. | 9 | 828.7816
16.08. | 10 | 786.7115
16.08. | 11 | 757.2624
16.08. | 12 | 757.2624
16.08. | 13 | 757.2624
16.08. | 14 | 761.4694
16.08. | 15 | 761.4694
16.08. | 16 | 757.2624
16.08. | 17 | 765.6764
16.08. | 18 | 782.5045
16.08. | 19 | 891.8868
16.08. | 20 | 1005.4762
16.08. | 21 | 1030.7183
16.08. | 22 | 1034.9253
16.08. | 23 | 1034.9253
16.08. | 24 | 1034.9253
17.08. | 1 | 1034.9253
17.08. | 2 | 1034.9253
17.08. | 3 | 1034.9253
17.08. | 4 | 1030.7183
17.08. | 5 | 1034.9253
17.08. | 6 | 1043.3393
17.08. | 7 | 1047.5463
17.08. | 8 | 1039.1323
17.08. | 9 | 933.957
17.08. | 10 | 896.0939
17.08. | 11 | 879.2658
17.08. | 12 | 849.8167
17.08. | 13 | 841.4027
17.08. | 14 | 849.8167
17.08. | 15 | 849.8167
17.08. | 16 | 866.6448
17.08. | 17 | 875.0588
17.08. | 18 | 904.5079
17.08. | 19 | 1013.8902
17.08. | 20 | 1064.3744
17.08. | 21 | 1076.9954
17.08. | 22 | 1081.2024
17.08. | 23 | 1081.2024
17.08. | 24 | 1047.5463
18.08. | 1 | 1043.3393
18.08. | 2 | 1043.3393
18.08. | 3 | 1043.3393
18.08. | 4 | 1030.7183
18.08. | 5 | 1018.0972
18.08. | 6 | 997.0622
18.08. | 7 | 997.0622
18.08. | 8 | 980.2341
18.08. | 9 | 879.2658
18.08. | 10 | 820.3676
18.08. | 11 | 790.9185
18.08. | 12 | 757.2624
18.08. | 13 | 753.0554
18.08. | 14 | 753.0554
18.08. | 15 | 744.6414
18.08. | 16 | 744.6414
18.08. | 17 | 765.6764
18.08. | 18 | 824.5746
18.08. | 19 | 917.1289
18.08. | 20 | 950.785
18.08. | 21 | 967.6131
18.08. | 22 | 967.6131
18.08. | 23 | 967.6131
18.08. | 24 | 963.4061
19.08. | 1 | 959.1991
19.08. | 2 | 959.1991
19.08. | 3 | 950.785
19.08. | 4 | 929.75
19.08. | 5 | 917.1289
19.08. | 6 | 908.7149
19.08. | 7 | 896.0939
19.08. | 8 | 854.0237
19.08. | 9 | 769.8835
19.08. | 10 | 723.6063
19.08. | 11 | 706.7783
19.08. | 12 | 689.9502
19.08. | 13 | 689.9502
19.08. | 14 | 689.9502
19.08. | 15 | 681.5362
19.08. | 16 | 681.5362
19.08. | 17 | 694.1572
19.08. | 18 | 736.2273
19.08. | 19 | 824.5746
19.08. | 20 | 921.3359
19.08. | 21 | 963.4061
19.08. | 22 | 971.8201
19.08. | 23 | 971.8201
19.08. | 24 | 967.6131
20.08. | 1 | 933.957
20.08. | 2 | 933.957
20.08. | 3 | 929.75
20.08. | 4 | 942.371
20.08. | 5 | 963.4061
20.08. | 6 | 1009.6832
20.08. | 7 | 1051.7533
20.08. | 8 | 1060.1674
20.08. | 9 | 1051.7533
20.08. | 10 | 992.8552
20.08. | 11 | 963.4061
20.08. | 12 | 954.992
20.08. | 13 | 959.1991
20.08. | 14 | 959.1991
20.08. | 15 | 954.992
20.08. | 16 | 959.1991
20.08. | 17 | 997.0622
20.08. | 18 | 1060.1674
20.08. | 19 | 1081.2024
20.08. | 20 | 1106.4445
20.08. | 21 | 1110.6515
20.08. | 22 | 1114.8586
20.08. | 23 | 1102.2375
20.08. | 24 | 1119.0656
21.08. | 1 | 1110.6515
21.08. | 2 | 1102.2375
21.08. | 3 | 1102.2375
21.08. | 4 | 1102.2375
21.08. | 5 | 1102.2375
21.08. | 6 | 1106.4445
21.08. | 7 | 1119.0656
21.08. | 8 | 1114.8586
21.08. | 9 | 1076.9954
21.08. | 10 | 992.8552
21.08. | 11 | 971.8201
21.08. | 12 | 942.371
21.08. | 13 | 933.957
21.08. | 14 | 933.957
21.08. | 15 | 933.957
21.08. | 16 | 929.75
21.08. | 17 | 954.992
21.08. | 18 | 971.8201
21.08. | 19 | 1072.7884
21.08. | 20 | 1106.4445
21.08. | 21 | 1135.8936
21.08. | 22 | 1131.6866
21.08. | 23 | 1131.6866
21.08. | 24 | 1123.2726
22.08. | 1 | 1093.8235
22.08. | 2 | 1081.2024
22.08. | 3 | 1055.9604
22.08. | 4 | 1051.7533
22.08. | 5 | 1047.5463
22.08. | 6 | 1085.4095
22.08. | 7 | 1102.2375
22.08. | 8 | 1098.0305
22.08. | 9 | 1009.6832
22.08. | 10 | 938.164
22.08. | 11 | 925.5429
22.08. | 12 | 904.5079
22.08. | 13 | 908.7149
22.08. | 14 | 921.3359
22.08. | 15 | 929.75
22.08. | 16 | 971.8201
22.08. | 17 | 1001.2692
22.08. | 18 | 1060.1674
22.08. | 19 | 1110.6515
22.08. | 20 | 1135.8936
22.08. | 21 | 1152.7217
22.08. | 22 | 1152.7217
22.08. | 23 | 1148.5147
22.08. | 24 | 1152.7217
23.08. | 1 | 1148.5147
23.08. | 2 | 1144.3076
23.08. | 3 | 1144.3076
23.08. | 4 | 1144.3076
23.08. | 5 | 1148.5147
23.08. | 6 | 1152.7217
23.08. | 7 | 1161.1357
23.08. | 8 | 1161.1357
23.08. | 9 | 1140.1006
23.08. | 10 | 1106.4445
23.08. | 11 | 1060.1674
23.08. | 12 | 1072.7884
23.08. | 13 | 1068.5814
23.08. | 14 | 1064.3744
23.08. | 15 | 1051.7533
23.08. | 16 | 1043.3393
23.08. | 17 | 1051.7533
23.08. | 18 | 1081.2024
23.08. | 19 | 1131.6866
23.08. | 20 | 1161.1357
23.08. | 21 | 1173.7567
23.08. | 22 | 1169.5497
23.08. | 23 | 1173.7567
23.08. | 24 | 1165.3427
24.08. | 1 | 1156.9287
24.08. | 2 | 1161.1357
24.08. | 3 | 1161.1357
24.08. | 4 | 1161.1357
24.08. | 5 | 1161.1357
24.08. | 6 | 1173.7567
24.08. | 7 | 1186.3778
24.08. | 8 | 1186.3778
24.08. | 9 | 1182.1708
24.08. | 10 | 1135.8936
24.08. | 11 | 1089.6165
24.08. | 12 | 1085.4095
24.08. | 13 | 1076.9954
24.08. | 14 | 1068.5814
24.08. | 15 | 1060.1674
24.08. | 16 | 1060.1674
24.08. | 17 | 1068.5814
24.08. | 18 | 1114.8586
24.08. | 19 | 1165.3427
24.08. | 20 | 1177.9638
24.08. | 21 | 1186.3778
24.08. | 22 | 1190.5848
24.08. | 23 | 1182.1708
24.08. | 24 | 1156.9287
25.08. | 1 | 1152.7217
25.08. | 2 | 1152.7217
25.08. | 3 | 1152.7217
25.08. | 4 | 1144.3076
25.08. | 5 | 1131.6866
25.08. | 6 | 1089.6165
25.08. | 7 | 1085.4095
25.08. | 8 | 1034.9253
25.08. | 9 | 879.2658
25.08. | 10 | 837.1957
25.08. | 11 | 820.3676
25.08. | 12 | 820.3676
25.08. | 13 | 816.1606
25.08. | 14 | 811.9536
25.08. | 15 | 803.5396
25.08. | 16 | 803.5396
25.08. | 17 | 811.9536
25.08. | 18 | 820.3676
25.08. | 19 | 925.5429
25.08. | 20 | 992.8552
25.08. | 21 | 1005.4762
25.08. | 22 | 1005.4762
25.08. | 23 | 1005.4762
25.08. | 24 | 933.957
26.08. | 1 | 896.0939
26.08. | 2 | 854.0237
26.08. | 3 | 816.1606
26.08. | 4 | 799.3325
26.08. | 5 | 799.3325
26.08. | 6 | 786.7115
26.08. | 7 | 769.8835
26.08. | 8 | 677.3292
26.08. | 9 | 631.052
26.08. | 10 | 572.1538
26.08. | 11 | 555.3258
26.08. | 12 | 551.1188
26.08. | 13 | 559.5328
26.08. | 14 | 559.5328
26.08. | 15 | 559.5328
26.08. | 16 | 559.5328
26.08. | 17 | 601.6029
26.08. | 18 | 614.224
26.08. | 19 | 748.8484
26.08. | 20 | 925.5429
26.08. | 21 | 950.785
26.08. | 22 | 976.0271
26.08. | 23 | 980.2341
26.08. | 24 | 971.8201
27.08. | 1 | 976.0271
27.08. | 2 | 950.785
27.08. | 3 | 954.992
27.08. | 4 | 959.1991
27.08. | 5 | 976.0271
27.08. | 6 | 1039.1323
27.08. | 7 | 1055.9604
27.08. | 8 | 1060.1674
27.08. | 9 | 1022.3043
27.08. | 10 | 980.2341
27.08. | 11 | 954.992
27.08. | 12 | 963.4061
27.08. | 13 | 963.4061
27.08. | 14 | 959.1991
27.08. | 15 | 946.578
27.08. | 16 | 946.578
27.08. | 17 | 992.8552
27.08. | 18 | 1051.7533
27.08. | 19 | 1110.6515
27.08. | 20 | 1148.5147
27.08. | 21 | 1156.9287
27.08. | 22 | 1169.5497
27.08. | 23 | 1161.1357
27.08. | 24 | 1152.7217
28.08. | 1 | 1148.5147
28.08. | 2 | 1144.3076
28.08. | 3 | 1144.3076
28.08. | 4 | 1144.3076
28.08. | 5 | 1148.5147
28.08. | 6 | 1156.9287
28.08. | 7 | 1148.5147
28.08. | 8 | 1135.8936
28.08. | 9 | 1127.4796
28.08. | 10 | 1076.9954
28.08. | 11 | 1039.1323
28.08. | 12 | 1026.5113
28.08. | 13 | 1030.7183
28.08. | 14 | 1026.5113
28.08. | 15 | 1026.5113
28.08. | 16 | 1034.9253
28.08. | 17 | 1068.5814
28.08. | 18 | 1089.6165
28.08. | 19 | 1131.6866
28.08. | 20 | 1152.7217
28.08. | 21 | 1161.1357
28.08. | 22 | 1173.7567
28.08. | 23 | 1173.7567
28.08. | 24 | 1148.5147
29.08. | 1 | 1152.7217
29.08. | 2 | 1140.1006
29.08. | 3 | 1140.1006
29.08. | 4 | 1140.1006
29.08. | 5 | 1140.1006
29.08. | 6 | 1165.3427
29.08. | 7 | 1182.1708
29.08. | 8 | 1186.3778
29.08. | 9 | 1173.7567
29.08. | 10 | 1135.8936
29.08. | 11 | 1072.7884
29.08. | 12 | 1055.9604
29.08. | 13 | 1051.7533
29.08. | 14 | 1051.7533
29.08. | 15 | 1043.3393
29.08. | 16 | 1047.5463
29.08. | 17 | 1081.2024
29.08. | 18 | 1127.4796
29.08. | 19 | 1161.1357
29.08. | 20 | 1173.7567
29.08. | 21 | 1177.9638
29.08. | 22 | 1194.7918
29.08. | 23 | 1194.7918
29.08. | 24 | 1190.5848
30.08. | 1 | 1186.3778
30.08. | 2 | 1182.1708
30.08. | 3 | 1182.1708
30.08. | 4 | 1186.3778
30.08. | 5 | 1190.5848
30.08. | 6 | 1198.9988
30.08. | 7 | 1207.4128
30.08. | 8 | 1198.9988
30.08. | 9 | 1190.5848
30.08. | 10 | 1152.7217
30.08. | 11 | 1140.1006
30.08. | 12 | 1127.4796
30.08. | 13 | 1127.4796
30.08. | 14 | 1123.2726
30.08. | 15 | 1119.0656
30.08. | 16 | 1123.2726
30.08. | 17 | 1144.3076
30.08. | 18 | 1152.7217
30.08. | 19 | 1177.9638
30.08. | 20 | 1194.7918
30.08. | 21 | 1203.2058
30.08. | 22 | 1207.4128
30.08. | 23 | 1194.7918
30.08. | 24 | 1194.7918
31.08. | 1 | 1194.7918
31.08. | 2 | 1190.5848
31.08. | 3 | 1190.5848
31.08. | 4 | 1186.3778
31.08. | 5 | 1190.5848
31.08. | 6 | 1194.7918
31.08. | 7 | 1203.2058
31.08. | 8 | 1198.9988
31.08. | 9 | 1190.5848
31.08. | 10 | 1165.3427
31.08. | 11 | 1144.3076
31.08. | 12 | 1127.4796
31.08. | 13 | 1127.4796
31.08. | 14 | 1106.4445
31.08. | 15 | 1114.8586
31.08. | 16 | 1119.0656
31.08. | 17 | 1119.0656
31.08. | 18 | 1165.3427
31.08. | 19 | 1182.1708
31.08. | 20 | 1194.7918
31.08. | 21 | 1194.7918
31.08. | 22 | 1190.5848
31.08. | 23 | 1186.3778
31.08. | 24 | 1161.1357
01.09. | 1 | 1148.5147
01.09. | 2 | 1148.5147
01.09. | 3 | 1148.5147
01.09. | 4 | 1148.5147
01.09. | 5 | 1135.8936
01.09. | 6 | 1123.2726
01.09. | 7 | 1127.4796
01.09. | 8 | 1131.6866
01.09. | 9 | 1123.2726
01.09. | 10 | 1106.4445
01.09. | 11 | 1064.3744
01.09. | 12 | 1030.7183
01.09. | 13 | 1039.1323
01.09. | 14 | 1030.7183
01.09. | 15 | 1022.3043
01.09. | 16 | 1018.0972
01.09. | 17 | 1051.7533
01.09. | 18 | 1081.2024
01.09. | 19 | 1098.0305
01.09. | 20 | 1106.4445
01.09. | 21 | 1114.8586
01.09. | 22 | 1114.8586
01.09. | 23 | 1102.2375
01.09. | 24 | 1102.2375
02.09. | 1 | 1098.0305
02.09. | 2 | 1076.9954
02.09. | 3 | 1068.5814
02.09. | 4 | 1060.1674
02.09. | 5 | 1060.1674
02.09. | 6 | 1055.9604
02.09. | 7 | 1051.7533
02.09. | 8 | 1043.3393
02.09. | 9 | 1005.4762
02.09. | 10 | 870.8518
02.09. | 11 | 782.5045
02.09. | 12 | 753.0554
02.09. | 13 | 748.8484
02.09. | 14 | 748.8484
02.09. | 15 | 744.6414
02.09. | 16 | 748.8484
02.09. | 17 | 820.3676
02.09. | 18 | 900.3009
02.09. | 19 | 1005.4762
02.09. | 20 | 1060.1674
02.09. | 21 | 1068.5814
02.09. | 22 | 1068.5814
02.09. | 23 | 1064.3744
02.09. | 24 | 1030.7183
03.09. | 1 | 1009.6832
03.09. | 2 | 988.6481
03.09. | 3 | 997.0622
03.09. | 4 | 1005.4762
03.09. | 5 | 1026.5113
03.09. | 6 | 1089.6165
03.09. | 7 | 1119.0656
03.09. | 8 | 1127.4796
03.09. | 9 | 1123.2726
03.09. | 10 | 1093.8235
03.09. | 11 | 1072.7884
03.09. | 12 | 1072.7884
03.09. | 13 | 1064.3744
03.09. | 14 | 1043.3393
03.09. | 15 | 1043.3393
03.09. | 16 | 1043.3393
03.09. | 17 | 1060.1674
03.09. | 18 | 1127.4796
03.09. | 19 | 1186.3778
03.09. | 20 | 1198.9988
03.09. | 21 | 1198.9988
03.09. | 22 | 1198.9988
03.09. | 23 | 1186.3778
03.09. | 24 | 1156.9287
04.09. | 1 | 1148.5147
04.09. | 2 | 1140.1006
04.09. | 3 | 1131.6866
04.09. | 4 | 1127.4796
04.09. | 5 | 1140.1006
04.09. | 6 | 1148.5147
04.09. | 7 | 1161.1357
04.09. | 8 | 1156.9287
04.09. | 9 | 1144.3076
04.09. | 10 | 1114.8586
04.09. | 11 | 1098.0305
04.09. | 12 | 1076.9954
04.09. | 13 | 1068.5814
04.09. | 14 | 1060.1674
04.09. | 15 | 1064.3744
04.09. | 16 | 1085.4095
04.09. | 17 | 1114.8586
04.09. | 18 | 1156.9287
04.09. | 19 | 1173.7567
04.09. | 20 | 1198.9988
04.09. | 21 | 1207.4128
04.09. | 22 | 1211.6199
04.09. | 23 | 1198.9988
04.09. | 24 | 1177.9638
05.09. | 1 | 1169.5497
05.09. | 2 | 1165.3427
05.09. | 3 | 1156.9287
05.09. | 4 | 1156.9287
05.09. | 5 | 1161.1357
05.09. | 6 | 1177.9638
05.09. | 7 | 1182.1708
05.09. | 8 | 1177.9638
05.09. | 9 | 1165.3427
05.09. | 10 | 1123.2726
05.09. | 11 | 1072.7884
05.09. | 12 | 1051.7533
05.09. | 13 | 1051.7533
05.09. | 14 | 1022.3043
05.09. | 15 | 1026.5113
05.09. | 16 | 1030.7183
05.09. | 17 | 1060.1674
05.09. | 18 | 1110.6515
05.09. | 19 | 1177.9638
05.09. | 20 | 1198.9988
05.09. | 21 | 1203.2058
05.09. | 22 | 1203.2058
05.09. | 23 | 1190.5848
05.09. | 24 | 1182.1708
06.09. | 1 | 1177.9638
06.09. | 2 | 1161.1357
06.09. | 3 | 1156.9287
06.09. | 4 | 1156.9287
06.09. | 5 | 1169.5497
06.09. | 6 | 1186.3778
06.09. | 7 | 1198.9988
06.09. | 8 | 1198.9988
06.09. | 9 | 1190.5848
06.09. | 10 | 1152.7217
06.09. | 11 | 1135.8936
06.09. | 12 | 1131.6866
06.09. | 13 | 1123.2726
06.09. | 14 | 1123.2726
06.09. | 15 | 1127.4796
06.09. | 16 | 1131.6866
06.09. | 17 | 1169.5497
06.09. | 18 | 1198.9988
06.09. | 19 | 1224.2409
06.09. | 20 | 1245.276
06.09. | 21 | 1249.483
06.09. | 22 | 1249.483
06.09. | 23 | 1232.6549
06.09. | 24 | 1215.8269
07.09. | 1 | 1211.6199
07.09. | 2 | 1207.4128
07.09. | 3 | 1203.2058
07.09. | 4 | 1207.4128
07.09. | 5 | 1203.2058
07.09. | 6 | 1198.9988
07.09. | 7 | 1203.2058
07.09. | 8 | 1207.4128
07.09. | 9 | 1190.5848
07.09. | 10 | 1148.5147
07.09. | 11 | 1106.4445
07.09. | 12 | 1064.3744
07.09. | 13 | 1018.0972
07.09. | 14 | 992.8552
07.09. | 15 | 988.6481
07.09. | 16 | 992.8552
07.09. | 17 | 1018.0972
07.09. | 18 | 1106.4445
07.09. | 19 | 1177.9638
07.09. | 20 | 1194.7918
07.09. | 21 | 1203.2058
07.09. | 22 | 1198.9988
07.09. | 23 | 1198.9988
07.09. | 24 | 1173.7567
08.09. | 1 | 1169.5497
08.09. | 2 | 1165.3427
08.09. | 3 | 1152.7217
08.09. | 4 | 1148.5147
08.09. | 5 | 1148.5147
08.09. | 6 | 1140.1006
08.09. | 7 | 1144.3076
08.09. | 8 | 1135.8936
08.09. | 9 | 1068.5814
08.09. | 10 | 963.4061
08.09. | 11 | 875.0588
08.09. | 12 | 875.0588
08.09. | 13 | 866.6448
08.09. | 14 | 858.2307
08.09. | 15 | 858.2307
08.09. | 16 | 875.0588
08.09. | 17 | 950.785
08.09. | 18 | 1068.5814
08.09. | 19 | 1127.4796
08.09. | 20 | 1144.3076
08.09. | 21 | 1156.9287
08.09. | 22 | 1161.1357
08.09. | 23 | 1156.9287
08.09. | 24 | 1144.3076
09.09. | 1 | 1140.1006
09.09. | 2 | 1140.1006
09.09. | 3 | 1140.1006
09.09. | 4 | 1144.3076
09.09. | 5 | 1135.8936
09.09. | 6 | 1135.8936
09.09. | 7 | 1144.3076
09.09. | 8 | 1135.8936
09.09. | 9 | 1085.4095
09.09. | 10 | 912.9219
09.09. | 11 | 875.0588
09.09. | 12 | 870.8518
09.09. | 13 | 854.0237
09.09. | 14 | 849.8167
09.09. | 15 | 854.0237
09.09. | 16 | 849.8167
09.09. | 17 | 879.2658
09.09. | 18 | 908.7149
09.09. | 19 | 1064.3744
09.09. | 20 | 1127.4796
09.09. | 21 | 1148.5147
09.09. | 22 | 1156.9287
09.09. | 23 | 1152.7217
09.09. | 24 | 1156.9287
10.09. | 1 | 1161.1357
10.09. | 2 | 1161.1357
10.09. | 3 | 1161.1357
10.09. | 4 | 1161.1357
10.09. | 5 | 1161.1357
10.09. | 6 | 1186.3778
10.09. | 7 | 1203.2058
10.09. | 8 | 1207.4128
10.09. | 9 | 1190.5848
10.09. | 10 | 1131.6866
10.09. | 11 | 1039.1323
10.09. | 12 | 1001.2692
10.09. | 13 | 988.6481
10.09. | 14 | 988.6481
10.09. | 15 | 988.6481
10.09. | 16 | 992.8552
10.09. | 17 | 1013.8902
10.09. | 18 | 1110.6515
10.09. | 19 | 1182.1708
10.09. | 20 | 1207.4128
10.09. | 21 | 1211.6199
10.09. | 22 | 1207.4128
10.09. | 23 | 1203.2058
10.09. | 24 | 1182.1708
11.09. | 1 | 1182.1708
11.09. | 2 | 1186.3778
11.09. | 3 | 1177.9638
11.09. | 4 | 1177.9638
11.09. | 5 | 1182.1708
11.09. | 6 | 1190.5848
11.09. | 7 | 1190.5848
11.09. | 8 | 1177.9638
11.09. | 9 | 1169.5497
11.09. | 10 | 1089.6165
11.09. | 11 | 997.0622
11.09. | 12 | 988.6481
11.09. | 13 | 988.6481
11.09. | 14 | 984.4411
11.09. | 15 | 980.2341
11.09. | 16 | 980.2341
11.09. | 17 | 1001.2692
11.09. | 18 | 1064.3744
11.09. | 19 | 1165.3427
11.09. | 20 | 1182.1708
11.09. | 21 | 1186.3778
11.09. | 22 | 1186.3778
11.09. | 23 | 1177.9638
11.09. | 24 | 1144.3076
12.09. | 1 | 1127.4796
12.09. | 2 | 1123.2726
12.09. | 3 | 1127.4796
12.09. | 4 | 1131.6866
12.09. | 5 | 1135.8936
12.09. | 6 | 1156.9287
12.09. | 7 | 1194.7918
12.09. | 8 | 1198.9988
12.09. | 9 | 1177.9638
12.09. | 10 | 1106.4445
12.09. | 11 | 1043.3393
12.09. | 12 | 1018.0972
12.09. | 13 | 1013.8902
12.09. | 14 | 1018.0972
12.09. | 15 | 1013.8902
12.09. | 16 | 1022.3043
12.09. | 17 | 1064.3744
12.09. | 18 | 1161.1357
12.09. | 19 | 1203.2058
12.09. | 20 | 1228.4479
12.09. | 21 | 1211.6199
12.09. | 22 | 1211.6199
12.09. | 23 | 1211.6199
12.09. | 24 | 1207.4128
13.09. | 1 | 1203.2058
13.09. | 2 | 1198.9988
13.09. | 3 | 1203.2058
13.09. | 4 | 1203.2058
13.09. | 5 | 1207.4128
13.09. | 6 | 1236.8619
13.09. | 7 | 1249.483
13.09. | 8 | 1249.483
13.09. | 9 | 1245.276
13.09. | 10 | 1203.2058
13.09. | 11 | 1114.8586
13.09. | 12 | 1089.6165
13.09. | 13 | 1043.3393
13.09. | 14 | 1030.7183
13.09. | 15 | 1026.5113
13.09. | 16 | 1026.5113
13.09. | 17 | 1055.9604
13.09. | 18 | 1144.3076
13.09. | 19 | 1220.0339
13.09. | 20 | 1245.276
13.09. | 21 | 1249.483
13.09. | 22 | 1257.897
13.09. | 23 | 1253.69
13.09. | 24 | 1211.6199
14.09. | 1 | 1203.2058
14.09. | 2 | 1198.9988
14.09. | 3 | 1198.9988
14.09. | 4 | 1194.7918
14.09. | 5 | 1198.9988
14.09. | 6 | 1224.2409
14.09. | 7 | 1236.8619
14.09. | 8 | 1236.8619
14.09. | 9 | 1165.3427
14.09. | 10 | 1018.0972
14.09. | 11 | 1001.2692
14.09. | 12 | 976.0271
14.09. | 13 | 967.6131
14.09. | 14 | 946.578
14.09. | 15 | 933.957
14.09. | 16 | 933.957
14.09. | 17 | 963.4061
14.09. | 18 | 984.4411
14.09. | 19 | 1102.2375
14.09. | 20 | 1131.6866
14.09. | 21 | 1131.6866
14.09. | 22 | 1123.2726
14.09. | 23 | 1114.8586
14.09. | 24 | 1051.7533
15.09. | 1 | 1051.7533
15.09. | 2 | 1043.3393
15.09. | 3 | 1026.5113
15.09. | 4 | 1018.0972
15.09. | 5 | 1009.6832
15.09. | 6 | 1005.4762
15.09. | 7 | 1005.4762
15.09. | 8 | 1013.8902
15.09. | 9 | 1001.2692
15.09. | 10 | 866.6448
15.09. | 11 | 845.6097
15.09. | 12 | 832.9887
15.09. | 13 | 828.7816
15.09. | 14 | 816.1606
15.09. | 15 | 811.9536
15.09. | 16 | 816.1606
15.09. | 17 | 837.1957
15.09. | 18 | 967.6131
15.09. | 19 | 1026.5113
15.09. | 20 | 1039.1323
15.09. | 21 | 1039.1323
15.09. | 22 | 1039.1323
15.09. | 23 | 1034.9253
15.09. | 24 | 954.992
16.09. | 1 | 942.371
16.09. | 2 | 921.3359
16.09. | 3 | 900.3009
16.09. | 4 | 896.0939
16.09. | 5 | 896.0939
16.09. | 6 | 887.6798
16.09. | 7 | 883.4728
16.09. | 8 | 828.7816
16.09. | 9 | 774.0905
16.09. | 10 | 710.9853
16.09. | 11 | 694.1572
16.09. | 12 | 656.2941
16.09. | 13 | 656.2941
16.09. | 14 | 652.0871
16.09. | 15 | 652.0871
16.09. | 16 | 652.0871
16.09. | 17 | 656.2941
16.09. | 18 | 710.9853
16.09. | 19 | 862.4377
16.09. | 20 | 950.785
16.09. | 21 | 954.992
16.09. | 22 | 954.992
16.09. | 23 | 942.371
16.09. | 24 | 854.0237
17.09. | 1 | 854.0237
17.09. | 2 | 854.0237
17.09. | 3 | 858.2307
17.09. | 4 | 866.6448
17.09. | 5 | 875.0588
17.09. | 6 | 933.957
17.09. | 7 | 976.0271
17.09. | 8 | 988.6481
17.09. | 9 | 967.6131
17.09. | 10 | 912.9219
17.09. | 11 | 887.6798
17.09. | 12 | 870.8518
17.09. | 13 | 870.8518
17.09. | 14 | 870.8518
17.09. | 15 | 866.6448
17.09. | 16 | 870.8518
17.09. | 17 | 908.7149
17.09. | 18 | 959.1991
17.09. | 19 | 1022.3043
17.09. | 20 | 1043.3393
17.09. | 21 | 1047.5463
17.09. | 22 | 1026.5113
17.09. | 23 | 997.0622
17.09. | 24 | 921.3359
18.09. | 1 | 912.9219
18.09. | 2 | 908.7149
18.09. | 3 | 908.7149
18.09. | 4 | 904.5079
18.09. | 5 | 908.7149
18.09. | 6 | 929.75
18.09. | 7 | 946.578
18.09. | 8 | 950.785
18.09. | 9 | 921.3359
18.09. | 10 | 870.8518
18.09. | 11 | 870.8518
18.09. | 12 | 866.6448
18.09. | 13 | 862.4377
18.09. | 14 | 858.2307
18.09. | 15 | 862.4377
18.09. | 16 | 862.4377
18.09. | 17 | 875.0588
18.09. | 18 | 925.5429
18.09. | 19 | 1030.7183
18.09. | 20 | 1081.2024
18.09. | 21 | 1076.9954
18.09. | 22 | 1068.5814
18.09. | 23 | 1060.1674
18.09. | 24 | 1089.6165
19.09. | 1 | 1102.2375
19.09. | 2 | 1098.0305
19.09. | 3 | 1089.6165
19.09. | 4 | 1102.2375
19.09. | 5 | 1114.8586
19.09. | 6 | 1140.1006
19.09. | 7 | 1148.5147
19.09. | 8 | 1144.3076
19.09. | 9 | 1131.6866
19.09. | 10 | 1098.0305
19.09. | 11 | 1018.0972
19.09. | 12 | 1018.0972
19.09. | 13 | 1005.4762
19.09. | 14 | 980.2341
19.09. | 15 | 967.6131
19.09. | 16 | 967.6131
19.09. | 17 | 1013.8902
19.09. | 18 | 1072.7884
19.09. | 19 | 1140.1006
19.09. | 20 | 1156.9287
19.09. | 21 | 1161.1357
19.09. | 22 | 1169.5497
19.09. | 23 | 1140.1006
19.09. | 24 | 1102.2375
20.09. | 1 | 1093.8235
20.09. | 2 | 1076.9954
20.09. | 3 | 1068.5814
20.09. | 4 | 1072.7884
20.09. | 5 | 1085.4095
20.09. | 6 | 1106.4445
20.09. | 7 | 1161.1357
20.09. | 8 | 1165.3427
20.09. | 9 | 1156.9287
20.09. | 10 | 1156.9287
20.09. | 11 | 1144.3076
20.09. | 12 | 1127.4796
20.09. | 13 | 1119.0656
20.09. | 14 | 1114.8586
20.09. | 15 | 1114.8586
20.09. | 16 | 1127.4796
20.09. | 17 | 1165.3427
20.09. | 18 | 1198.9988
20.09. | 19 | 1241.069
20.09. | 20 | 1241.069
20.09. | 21 | 1232.6549
20.09. | 22 | 1224.2409
20.09. | 23 | 1207.4128
20.09. | 24 | 1211.6199
21.09. | 1 | 1198.9988
21.09. | 2 | 1194.7918
21.09. | 3 | 1194.7918
21.09. | 4 | 1198.9988
21.09. | 5 | 1207.4128
21.09. | 6 | 1236.8619
21.09. | 7 | 1245.276
21.09. | 8 | 1245.276
21.09. | 9 | 1241.069
21.09. | 10 | 1198.9988
21.09. | 11 | 1169.5497
21.09. | 12 | 1156.9287
21.09. | 13 | 1144.3076
21.09. | 14 | 1127.4796
21.09. | 15 | 1131.6866
21.09. | 16 | 1131.6866
21.09. | 17 | 1148.5147
21.09. | 18 | 1207.4128
21.09. | 19 | 1245.276
21.09. | 20 | 1253.69
21.09. | 21 | 1249.483
21.09. | 22 | 1228.4479
21.09. | 23 | 1224.2409
21.09. | 24 | 1173.7567
22.09. | 1 | 1169.5497
22.09. | 2 | 1177.9638
22.09. | 3 | 1173.7567
22.09. | 4 | 1173.7567
22.09. | 5 | 1173.7567
22.09. | 6 | 1173.7567
22.09. | 7 | 1186.3778
22.09. | 8 | 1190.5848
22.09. | 9 | 1161.1357
22.09. | 10 | 1093.8235
22.09. | 11 | 1051.7533
22.09. | 12 | 1005.4762
22.09. | 13 | 950.785
22.09. | 14 | 908.7149
22.09. | 15 | 904.5079
22.09. | 16 | 908.7149
22.09. | 17 | 967.6131
22.09. | 18 | 1093.8235
22.09. | 19 | 1144.3076
22.09. | 20 | 1173.7567
22.09. | 21 | 1177.9638
22.09. | 22 | 1177.9638
22.09. | 23 | 1169.5497
22.09. | 24 | 1161.1357
23.09. | 1 | 1161.1357
23.09. | 2 | 1161.1357
23.09. | 3 | 1161.1357
23.09. | 4 | 1156.9287
23.09. | 5 | 1156.9287
23.09. | 6 | 1161.1357
23.09. | 7 | 1161.1357
23.09. | 8 | 1135.8936
23.09. | 9 | 1034.9253
23.09. | 10 | 883.4728
23.09. | 11 | 820.3676
23.09. | 12 | 786.7115
23.09. | 13 | 778.2975
23.09. | 14 | 778.2975
23.09. | 15 | 765.6764
23.09. | 16 | 778.2975
23.09. | 17 | 811.9536
23.09. | 18 | 980.2341
23.09. | 19 | 1123.2726
23.09. | 20 | 1161.1357
23.09. | 21 | 1169.5497
23.09. | 22 | 1173.7567
23.09. | 23 | 1173.7567
23.09. | 24 | 1169.5497
24.09. | 1 | 1156.9287
24.09. | 2 | 1156.9287
24.09. | 3 | 1169.5497
24.09. | 4 | 1186.3778
24.09. | 5 | 1186.3778
24.09. | 6 | 1215.8269
24.09. | 7 | 1232.6549
24.09. | 8 | 1236.8619
24.09. | 9 | 1228.4479
24.09. | 10 | 1173.7567
24.09. | 11 | 1093.8235
24.09. | 12 | 1055.9604
24.09. | 13 | 1047.5463
24.09. | 14 | 1013.8902
24.09. | 15 | 1018.0972
24.09. | 16 | 1030.7183
24.09. | 17 | 1076.9954
24.09. | 18 | 1194.7918
24.09. | 19 | 1241.069
24.09. | 20 | 1253.69
24.09. | 21 | 1257.897
24.09. | 22 | 1253.69
24.09. | 23 | 1245.276
24.09. | 24 | 1220.0339
25.09. | 1 | 1203.2058
25.09. | 2 | 1198.9988
25.09. | 3 | 1194.7918
25.09. | 4 | 1194.7918
25.09. | 5 | 1211.6199
25.09. | 6 | 1207.4128
25.09. | 7 | 1220.0339
25.09. | 8 | 1228.4479
25.09. | 9 | 1224.2409
25.09. | 10 | 1156.9287
25.09. | 11 | 1131.6866
25.09. | 12 | 1098.0305
25.09. | 13 | 1098.0305
25.09. | 14 | 1098.0305
25.09. | 15 | 1106.4445
25.09. | 16 | 1114.8586
25.09. | 17 | 1190.5848
25.09. | 18 | 1224.2409
25.09. | 19 | 1257.897
25.09. | 20 | 1270.518
25.09. | 21 | 1266.311
25.09. | 22 | 1266.311
25.09. | 23 | 1262.104
25.09. | 24 | 1211.6199
26.09. | 1 | 1182.1708
26.09. | 2 | 1156.9287
26.09. | 3 | 1152.7217
26.09. | 4 | 1144.3076
26.09. | 5 | 1140.1006
26.09. | 6 | 1161.1357
26.09. | 7 | 1186.3778
26.09. | 8 | 1186.3778
26.09. | 9 | 1156.9287
26.09. | 10 | 1085.4095
26.09. | 11 | 1030.7183
26.09. | 12 | 954.992
26.09. | 13 | 942.371
26.09. | 14 | 933.957
26.09. | 15 | 933.957
26.09. | 16 | 933.957
26.09. | 17 | 942.371
26.09. | 18 | 1022.3043
26.09. | 19 | 1131.6866
26.09. | 20 | 1156.9287
26.09. | 21 | 1156.9287
26.09. | 22 | 1135.8936
26.09. | 23 | 1081.2024
26.09. | 24 | 950.785
27.09. | 1 | 946.578
27.09. | 2 | 942.371
27.09. | 3 | 933.957
27.09. | 4 | 933.957
27.09. | 5 | 946.578
27.09. | 6 | 984.4411
27.09. | 7 | 1018.0972
27.09. | 8 | 1018.0972
27.09. | 9 | 1005.4762
27.09. | 10 | 887.6798
27.09. | 11 | 862.4377
27.09. | 12 | 824.5746
27.09. | 13 | 824.5746
27.09. | 14 | 820.3676
27.09. | 15 | 824.5746
27.09. | 16 | 824.5746
27.09. | 17 | 837.1957
27.09. | 18 | 925.5429
27.09. | 19 | 1018.0972
27.09. | 20 | 1043.3393
27.09. | 21 | 1043.3393
27.09. | 22 | 1030.7183
27.09. | 23 | 1013.8902
27.09. | 24 | 917.1289
28.09. | 1 | 912.9219
28.09. | 2 | 912.9219
28.09. | 3 | 912.9219
28.09. | 4 | 912.9219
28.09. | 5 | 917.1289
28.09. | 6 | 925.5429
28.09. | 7 | 946.578
28.09. | 8 | 950.785
28.09. | 9 | 933.957
28.09. | 10 | 900.3009
28.09. | 11 | 862.4377
28.09. | 12 | 870.8518
28.09. | 13 | 845.6097
28.09. | 14 | 854.0237
28.09. | 15 | 858.2307
28.09. | 16 | 854.0237
28.09. | 17 | 887.6798
28.09. | 18 | 950.785
28.09. | 19 | 1068.5814
28.09. | 20 | 1089.6165
28.09. | 21 | 1085.4095
28.09. | 22 | 1072.7884
28.09. | 23 | 1072.7884
28.09. | 24 | 1018.0972
29.09. | 1 | 1001.2692
29.09. | 2 | 963.4061
29.09. | 3 | 946.578
29.09. | 4 | 938.164
29.09. | 5 | 929.75
29.09. | 6 | 921.3359
29.09. | 7 | 929.75
29.09. | 8 | 912.9219
29.09. | 9 | 858.2307
29.09. | 10 | 778.2975
29.09. | 11 | 723.6063
29.09. | 12 | 698.3642
29.09. | 13 | 702.5712
29.09. | 14 | 698.3642
29.09. | 15 | 702.5712
29.09. | 16 | 753.0554
29.09. | 17 | 782.5045
29.09. | 18 | 900.3009
29.09. | 19 | 1009.6832
29.09. | 20 | 1039.1323
29.09. | 21 | 1039.1323
29.09. | 22 | 1030.7183
29.09. | 23 | 1034.9253
29.09. | 24 | 976.0271
30.09. | 1 | 967.6131
30.09. | 2 | 950.785
30.09. | 3 | 929.75
30.09. | 4 | 896.0939
30.09. | 5 | 896.0939
30.09. | 6 | 904.5079
30.09. | 7 | 912.9219
30.09. | 8 | 908.7149
30.09. | 9 | 816.1606
30.09. | 10 | 689.9502
30.09. | 11 | 673.1221
30.09. | 12 | 660.5011
30.09. | 13 | 656.2941
30.09. | 14 | 656.2941
30.09. | 15 | 660.5011
30.09. | 16 | 664.7081
30.09. | 17 | 740.4344
30.09. | 18 | 824.5746
30.09. | 19 | 954.992
30.09. | 20 | 1009.6832
30.09. | 21 | 1018.0972
30.09. | 22 | 1026.5113
30.09. | 23 | 1026.5113
30.09. | 24 | 1085.4095
01.10. | 1 | 1089.6165
01.10. | 2 | 1076.9954
01.10. | 3 | 1076.9954
01.10. | 4 | 1081.2024
01.10. | 5 | 1089.6165
01.10. | 6 | 1127.4796
01.10. | 7 | 1140.1006
01.10. | 8 | 1140.1006
01.10. | 9 | 1131.6866
01.10. | 10 | 1043.3393
01.10. | 11 | 967.6131
01.10. | 12 | 954.992
01.10. | 13 | 950.785
01.10. | 14 | 950.785
01.10. | 15 | 954.992
01.10. | 16 | 963.4061
01.10. | 17 | 1005.4762
01.10. | 18 | 1165.3427
01.10. | 19 | 1190.5848
01.10. | 20 | 1203.2058
01.10. | 21 | 1215.8269
01.10. | 22 | 1215.8269
01.10. | 23 | 1207.4128
01.10. | 24 | 1207.4128
02.10. | 1 | 1215.8269
02.10. | 2 | 1211.6199
02.10. | 3 | 1198.9988
02.10. | 4 | 1182.1708
02.10. | 5 | 1194.7918
02.10. | 6 | 1207.4128
02.10. | 7 | 1224.2409
02.10. | 8 | 1211.6199
02.10. | 9 | 1198.9988
02.10. | 10 | 1182.1708
02.10. | 11 | 1102.2375
02.10. | 12 | 1051.7533
02.10. | 13 | 1030.7183
02.10. | 14 | 1005.4762
02.10. | 15 | 984.4411
02.10. | 16 | 992.8552
02.10. | 17 | 1051.7533
02.10. | 18 | 1140.1006
02.10. | 19 | 1198.9988
02.10. | 20 | 1203.2058
02.10. | 21 | 1207.4128
02.10. | 22 | 1207.4128
02.10. | 23 | 1186.3778
02.10. | 24 | 1156.9287
03.10. | 1 | 1156.9287
03.10. | 2 | 1156.9287
03.10. | 3 | 1156.9287
03.10. | 4 | 1152.7217
03.10. | 5 | 1152.7217
03.10. | 6 | 1182.1708
03.10. | 7 | 1186.3778
03.10. | 8 | 1190.5848
03.10. | 9 | 1182.1708
03.10. | 10 | 1148.5147
03.10. | 11 | 1144.3076
03.10. | 12 | 1127.4796
03.10. | 13 | 1102.2375
03.10. | 14 | 1098.0305
03.10. | 15 | 1106.4445
03.10. | 16 | 1106.4445
03.10. | 17 | 1119.0656
03.10. | 18 | 1194.7918
03.10. | 19 | 1220.0339
03.10. | 20 | 1232.6549
03.10. | 21 | 1232.6549
03.10. | 22 | 1224.2409
03.10. | 23 | 1194.7918
03.10. | 24 | 1022.3043
04.10. | 1 | 1005.4762
04.10. | 2 | 1005.4762
04.10. | 3 | 1001.2692
04.10. | 4 | 1001.2692
04.10. | 5 | 1005.4762
04.10. | 6 | 1064.3744
04.10. | 7 | 1085.4095
04.10. | 8 | 1089.6165
04.10. | 9 | 1081.2024
04.10. | 10 | 997.0622
04.10. | 11 | 967.6131
04.10. | 12 | 959.1991
04.10. | 13 | 954.992
04.10. | 14 | 950.785
04.10. | 15 | 950.785
04.10. | 16 | 954.992
04.10. | 17 | 992.8552
04.10. | 18 | 1106.4445
04.10. | 19 | 1186.3778
04.10. | 20 | 1207.4128
04.10. | 21 | 1211.6199
04.10. | 22 | 1203.2058
04.10. | 23 | 1198.9988
04.10. | 24 | 1203.2058
05.10. | 1 | 1198.9988
05.10. | 2 | 1198.9988
05.10. | 3 | 1194.7918
05.10. | 4 | 1198.9988
05.10. | 5 | 1203.2058
05.10. | 6 | 1211.6199
05.10. | 7 | 1228.4479
05.10. | 8 | 1232.6549
05.10. | 9 | 1224.2409
05.10. | 10 | 1169.5497
05.10. | 11 | 1114.8586
05.10. | 12 | 1085.4095
05.10. | 13 | 1076.9954
05.10. | 14 | 1068.5814
05.10. | 15 | 1068.5814
05.10. | 16 | 1085.4095
05.10. | 17 | 1127.4796
05.10. | 18 | 1211.6199
05.10. | 19 | 1236.8619
05.10. | 20 | 1241.069
05.10. | 21 | 1241.069
05.10. | 22 | 1241.069
05.10. | 23 | 1236.8619
05.10. | 24 | 1148.5147
06.10. | 1 | 1131.6866
06.10. | 2 | 1127.4796
06.10. | 3 | 1127.4796
06.10. | 4 | 1123.2726
06.10. | 5 | 1123.2726
06.10. | 6 | 1123.2726
06.10. | 7 | 1135.8936
06.10. | 8 | 1140.1006
06.10. | 9 | 1102.2375
06.10. | 10 | 942.371
06.10. | 11 | 866.6448
06.10. | 12 | 820.3676
06.10. | 13 | 807.7466
06.10. | 14 | 803.5396
06.10. | 15 | 807.7466
06.10. | 16 | 807.7466
06.10. | 17 | 824.5746
06.10. | 18 | 900.3009
06.10. | 19 | 1013.8902
06.10. | 20 | 1030.7183
06.10. | 21 | 1026.5113
06.10. | 22 | 1026.5113
06.10. | 23 | 1018.0972
06.10. | 24 | 891.8868
07.10. | 1 | 883.4728
07.10. | 2 | 883.4728
07.10. | 3 | 870.8518
07.10. | 4 | 870.8518
07.10. | 5 | 870.8518
07.10. | 6 | 866.6448
07.10. | 7 | 870.8518
07.10. | 8 | 870.8518
07.10. | 9 | 841.4027
07.10. | 10 | 786.7115
07.10. | 11 | 757.2624
07.10. | 12 | 744.6414
07.10. | 13 | 727.8133
07.10. | 14 | 723.6063
07.10. | 15 | 723.6063
07.10. | 16 | 748.8484
07.10. | 17 | 774.0905
07.10. | 18 | 841.4027
07.10. | 19 | 925.5429
07.10. | 20 | 984.4411
07.10. | 21 | 997.0622
07.10. | 22 | 988.6481
07.10. | 23 | 980.2341
07.10. | 24 | 938.164
08.10. | 1 | 921.3359
08.10. | 2 | 908.7149
08.10. | 3 | 912.9219
08.10. | 4 | 917.1289
08.10. | 5 | 917.1289
08.10. | 6 | 980.2341
08.10. | 7 | 1034.9253
08.10. | 8 | 1060.1674
08.10. | 9 | 1051.7533
08.10. | 10 | 997.0622
08.10. | 11 | 950.785
08.10. | 12 | 908.7149
08.10. | 13 | 900.3009
08.10. | 14 | 896.0939
08.10. | 15 | 887.6798
08.10. | 16 | 887.6798
08.10. | 17 | 917.1289
08.10. | 18 | 984.4411
08.10. | 19 | 1013.8902
08.10. | 20 | 1026.5113
08.10. | 21 | 1022.3043
08.10. | 22 | 1018.0972
08.10. | 23 | 1001.2692
08.10. | 24 | 896.0939
09.10. | 1 | 887.6798
09.10. | 2 | 883.4728
09.10. | 3 | 883.4728
09.10. | 4 | 887.6798
09.10. | 5 | 891.8868
09.10. | 6 | 908.7149
09.10. | 7 | 938.164
09.10. | 8 | 942.371
09.10. | 9 | 917.1289
09.10. | 10 | 883.4728
09.10. | 11 | 832.9887
09.10. | 12 | 824.5746
09.10. | 13 | 824.5746
09.10. | 14 | 832.9887
09.10. | 15 | 832.9887
09.10. | 16 | 845.6097
09.10. | 17 | 858.2307
09.10. | 18 | 925.5429
09.10. | 19 | 1005.4762
09.10. | 20 | 1018.0972
09.10. | 21 | 1018.0972
09.10. | 22 | 980.2341
09.10. | 23 | 954.992
09.10. | 24 | 912.9219
10.10. | 1 | 900.3009
10.10. | 2 | 896.0939
10.10. | 3 | 900.3009
10.10. | 4 | 891.8868
10.10. | 5 | 896.0939
10.10. | 6 | 908.7149
10.10. | 7 | 925.5429
10.10. | 8 | 942.371
10.10. | 9 | 938.164
10.10. | 10 | 879.2658
10.10. | 11 | 849.8167
10.10. | 12 | 832.9887
10.10. | 13 | 828.7816
10.10. | 14 | 816.1606
10.10. | 15 | 824.5746
10.10. | 16 | 832.9887
10.10. | 17 | 866.6448
10.10. | 18 | 917.1289
10.10. | 19 | 942.371
10.10. | 20 | 959.1991
10.10. | 21 | 950.785
10.10. | 22 | 946.578
10.10. | 23 | 938.164
10.10. | 24 | 917.1289
11.10. | 1 | 912.9219
11.10. | 2 | 912.9219
11.10. | 3 | 908.7149
11.10. | 4 | 912.9219
11.10. | 5 | 942.371
11.10. | 6 | 984.4411
11.10. | 7 | 1085.4095
11.10. | 8 | 1093.8235
11.10. | 9 | 1093.8235
11.10. | 10 | 1051.7533
11.10. | 11 | 921.3359
11.10. | 12 | 896.0939
11.10. | 13 | 896.0939
11.10. | 14 | 896.0939
11.10. | 15 | 900.3009
11.10. | 16 | 942.371
11.10. | 17 | 1030.7183
11.10. | 18 | 1140.1006
11.10. | 19 | 1182.1708
11.10. | 20 | 1182.1708
11.10. | 21 | 1186.3778
11.10. | 22 | 1190.5848
11.10. | 23 | 1186.3778
11.10. | 24 | 1186.3778
12.10. | 1 | 1182.1708
12.10. | 2 | 1182.1708
12.10. | 3 | 1169.5497
12.10. | 4 | 1169.5497
12.10. | 5 | 1169.5497
12.10. | 6 | 1194.7918
12.10. | 7 | 1198.9988
12.10. | 8 | 1194.7918
12.10. | 9 | 1173.7567
12.10. | 10 | 1110.6515
12.10. | 11 | 1068.5814
12.10. | 12 | 1055.9604
12.10. | 13 | 1043.3393
12.10. | 14 | 1043.3393
12.10. | 15 | 1051.7533
12.10. | 16 | 1055.9604
12.10. | 17 | 1110.6515
12.10. | 18 | 1156.9287
12.10. | 19 | 1169.5497
12.10. | 20 | 1177.9638
12.10. | 21 | 1173.7567
12.10. | 22 | 1169.5497
12.10. | 23 | 1156.9287
12.10. | 24 | 1060.1674
13.10. | 1 | 1026.5113
13.10. | 2 | 1022.3043
13.10. | 3 | 1022.3043
13.10. | 4 | 1009.6832
13.10. | 5 | 1005.4762
13.10. | 6 | 1043.3393
13.10. | 7 | 1043.3393
13.10. | 8 | 1047.5463
13.10. | 9 | 1039.1323
13.10. | 10 | 1026.5113
13.10. | 11 | 1026.5113
13.10. | 12 | 1022.3043
13.10. | 13 | 1018.0972
13.10. | 14 | 997.0622
13.10. | 15 | 988.6481
13.10. | 16 | 988.6481
13.10. | 17 | 997.0622
13.10. | 18 | 1055.9604
13.10. | 19 | 1072.7884
13.10. | 20 | 1081.2024
13.10. | 21 | 1081.2024
13.10. | 22 | 1085.4095
13.10. | 23 | 1081.2024
13.10. | 24 | 1026.5113
14.10. | 1 | 1005.4762
14.10. | 2 | 992.8552
14.10. | 3 | 992.8552
14.10. | 4 | 988.6481
14.10. | 5 | 1001.2692
14.10. | 6 | 997.0622
14.10. | 7 | 1001.2692
14.10. | 8 | 1001.2692
14.10. | 9 | 933.957
14.10. | 10 | 845.6097
14.10. | 11 | 811.9536
14.10. | 12 | 795.1255
14.10. | 13 | 795.1255
14.10. | 14 | 790.9185
14.10. | 15 | 786.7115
14.10. | 16 | 790.9185
14.10. | 17 | 879.2658
14.10. | 18 | 976.0271
14.10. | 19 | 1055.9604
14.10. | 20 | 1081.2024
14.10. | 21 | 1085.4095
14.10. | 22 | 1085.4095
14.10. | 23 | 1085.4095
14.10. | 24 | 1102.2375
15.10. | 1 | 1102.2375
15.10. | 2 | 1085.4095
15.10. | 3 | 1093.8235
15.10. | 4 | 1098.0305
15.10. | 5 | 1110.6515
15.10. | 6 | 1156.9287
15.10. | 7 | 1215.8269
15.10. | 8 | 1215.8269
15.10. | 9 | 1211.6199
15.10. | 10 | 1198.9988
15.10. | 11 | 1169.5497
15.10. | 12 | 1148.5147
15.10. | 13 | 1140.1006
15.10. | 14 | 1131.6866
15.10. | 15 | 1119.0656
15.10. | 16 | 1127.4796
15.10. | 17 | 1169.5497
15.10. | 18 | 1198.9988
15.10. | 19 | 1215.8269
15.10. | 20 | 1220.0339
15.10. | 21 | 1220.0339
15.10. | 22 | 1198.9988
15.10. | 23 | 1186.3778
15.10. | 24 | 1123.2726
16.10. | 1 | 1089.6165
16.10. | 2 | 1068.5814
16.10. | 3 | 1068.5814
16.10. | 4 | 1055.9604
16.10. | 5 | 1060.1674
16.10. | 6 | 1098.0305
16.10. | 7 | 1156.9287
16.10. | 8 | 1169.5497
16.10. | 9 | 1161.1357
16.10. | 10 | 1127.4796
16.10. | 11 | 1085.4095
16.10. | 12 | 1013.8902
16.10. | 13 | 988.6481
16.10. | 14 | 980.2341
16.10. | 15 | 980.2341
16.10. | 16 | 988.6481
16.10. | 17 | 1005.4762
16.10. | 18 | 1051.7533
16.10. | 19 | 1068.5814
16.10. | 20 | 1076.9954
16.10. | 21 | 1072.7884
16.10. | 22 | 1051.7533
16.10. | 23 | 1022.3043
16.10. | 24 | 811.9536
17.10. | 1 | 790.9185
17.10. | 2 | 774.0905
17.10. | 3 | 761.4694
17.10. | 4 | 757.2624
17.10. | 5 | 757.2624
17.10. | 6 | 782.5045
17.10. | 7 | 820.3676
17.10. | 8 | 845.6097
17.10. | 9 | 816.1606
17.10. | 10 | 769.8835
17.10. | 11 | 753.0554
17.10. | 12 | 719.3993
17.10. | 13 | 723.6063
17.10. | 14 | 727.8133
17.10. | 15 | 736.2273
17.10. | 16 | 740.4344
17.10. | 17 | 782.5045
17.10. | 18 | 879.2658
17.10. | 19 | 921.3359
17.10. | 20 | 929.75
17.10. | 21 | 929.75
17.10. | 22 | 900.3009
17.10. | 23 | 879.2658
17.10. | 24 | 858.2307
18.10. | 1 | 837.1957
18.10. | 2 | 824.5746
18.10. | 3 | 828.7816
18.10. | 4 | 824.5746
18.10. | 5 | 824.5746
18.10. | 6 | 841.4027
18.10. | 7 | 891.8868
18.10. | 8 | 942.371
18.10. | 9 | 946.578
18.10. | 10 | 879.2658
18.10. | 11 | 795.1255
18.10. | 12 | 786.7115
18.10. | 13 | 786.7115
18.10. | 14 | 744.6414
18.10. | 15 | 765.6764
18.10. | 16 | 765.6764
18.10. | 17 | 769.8835
18.10. | 18 | 828.7816
18.10. | 19 | 912.9219
18.10. | 20 | 917.1289
18.10. | 21 | 904.5079
18.10. | 22 | 862.4377
18.10. | 23 | 828.7816
18.10. | 24 | 723.6063
19.10. | 1 | 715.1923
19.10. | 2 | 715.1923
19.10. | 3 | 706.7783
19.10. | 4 | 706.7783
19.10. | 5 | 710.9853
19.10. | 6 | 748.8484
19.10. | 7 | 769.8835
19.10. | 8 | 774.0905
19.10. | 9 | 774.0905
19.10. | 10 | 706.7783
19.10. | 11 | 652.0871
19.10. | 12 | 635.259
19.10. | 13 | 635.259
19.10. | 14 | 635.259
19.10. | 15 | 635.259
19.10. | 16 | 643.6731
19.10. | 17 | 702.5712
19.10. | 18 | 790.9185
19.10. | 19 | 837.1957
19.10. | 20 | 845.6097
19.10. | 21 | 845.6097
19.10. | 22 | 828.7816
19.10. | 23 | 803.5396
19.10. | 24 | 769.8835
20.10. | 1 | 753.0554
20.10. | 2 | 719.3993
20.10. | 3 | 723.6063
20.10. | 4 | 710.9853
20.10. | 5 | 706.7783
20.10. | 6 | 715.1923
20.10. | 7 | 723.6063
20.10. | 8 | 744.6414
20.10. | 9 | 740.4344
20.10. | 10 | 698.3642
20.10. | 11 | 668.9151
20.10. | 12 | 639.466
20.10. | 13 | 631.052
20.10. | 14 | 635.259
20.10. | 15 | 635.259
20.10. | 16 | 635.259
20.10. | 17 | 668.9151
20.10. | 18 | 740.4344
20.10. | 19 | 887.6798
20.10. | 20 | 933.957
20.10. | 21 | 929.75
20.10. | 22 | 921.3359
20.10. | 23 | 912.9219
20.10. | 24 | 837.1957
21.10. | 1 | 799.3325
21.10. | 2 | 790.9185
21.10. | 3 | 786.7115
21.10. | 4 | 778.2975
21.10. | 5 | 769.8835
21.10. | 6 | 774.0905
21.10. | 7 | 769.8835
21.10. | 8 | 744.6414
21.10. | 9 | 719.3993
21.10. | 10 | 664.7081
21.10. | 11 | 656.2941
21.10. | 12 | 647.8801
21.10. | 13 | 652.0871
21.10. | 14 | 643.6731
21.10. | 15 | 643.6731
21.10. | 16 | 660.5011
21.10. | 17 | 668.9151
21.10. | 18 | 782.5045
21.10. | 19 | 879.2658
21.10. | 20 | 900.3009
21.10. | 21 | 900.3009
21.10. | 22 | 896.0939
21.10. | 23 | 896.0939
21.10. | 24 | 925.5429
22.10. | 1 | 933.957
22.10. | 2 | 908.7149
22.10. | 3 | 908.7149
22.10. | 4 | 912.9219
22.10. | 5 | 938.164
22.10. | 6 | 1001.2692
22.10. | 7 | 1102.2375
22.10. | 8 | 1127.4796
22.10. | 9 | 1123.2726
22.10. | 10 | 1102.2375
22.10. | 11 | 1064.3744
22.10. | 12 | 1043.3393
22.10. | 13 | 1043.3393
22.10. | 14 | 1034.9253
22.10. | 15 | 1034.9253
22.10. | 16 | 1060.1674
22.10. | 17 | 1127.4796
22.10. | 18 | 1169.5497
22.10. | 19 | 1194.7918
22.10. | 20 | 1207.4128
22.10. | 21 | 1198.9988
22.10. | 22 | 1182.1708
22.10. | 23 | 1169.5497
22.10. | 24 | 1114.8586
23.10. | 1 | 1089.6165
23.10. | 2 | 1055.9604
23.10. | 3 | 1047.5463
23.10. | 4 | 1047.5463
23.10. | 5 | 1055.9604
23.10. | 6 | 1085.4095
23.10. | 7 | 1131.6866
23.10. | 8 | 1123.2726
23.10. | 9 | 1114.8586
23.10. | 10 | 1068.5814
23.10. | 11 | 933.957
23.10. | 12 | 908.7149
23.10. | 13 | 900.3009
23.10. | 14 | 896.0939
23.10. | 15 | 900.3009
23.10. | 16 | 904.5079
23.10. | 17 | 980.2341
23.10. | 18 | 1081.2024
23.10. | 19 | 1114.8586
23.10. | 20 | 1114.8586
23.10. | 21 | 1119.0656
23.10. | 22 | 1106.4445
23.10. | 23 | 1068.5814
23.10. | 24 | 925.5429
24.10. | 1 | 917.1289
24.10. | 2 | 908.7149
24.10. | 3 | 900.3009
24.10. | 4 | 896.0939
24.10. | 5 | 900.3009
24.10. | 6 | 946.578
24.10. | 7 | 984.4411
24.10. | 8 | 980.2341
24.10. | 9 | 967.6131
24.10. | 10 | 938.164
24.10. | 11 | 858.2307
24.10. | 12 | 832.9887
24.10. | 13 | 820.3676
24.10. | 14 | 816.1606
24.10. | 15 | 816.1606
24.10. | 16 | 828.7816
24.10. | 17 | 879.2658
24.10. | 18 | 950.785
24.10. | 19 | 988.6481
24.10. | 20 | 988.6481
24.10. | 21 | 988.6481
24.10. | 22 | 984.4411
24.10. | 23 | 950.785
24.10. | 24 | 854.0237
25.10. | 1 | 845.6097
25.10. | 2 | 841.4027
25.10. | 3 | 841.4027
25.10. | 4 | 841.4027
25.10. | 5 | 845.6097
25.10. | 6 | 866.6448
25.10. | 7 | 908.7149
25.10. | 8 | 921.3359
25.10. | 9 | 912.9219
25.10. | 10 | 858.2307
25.10. | 11 | 816.1606
25.10. | 12 | 778.2975
25.10. | 13 | 757.2624
25.10. | 14 | 748.8484
25.10. | 15 | 744.6414
25.10. | 16 | 744.6414
25.10. | 17 | 795.1255
25.10. | 18 | 854.0237
25.10. | 19 | 904.5079
25.10. | 20 | 912.9219
25.10. | 21 | 908.7149
25.10. | 22 | 866.6448
25.10. | 23 | 845.6097
25.10. | 24 | 694.1572
26.10. | 1 | 689.9502
26.10. | 2 | 677.3292
26.10. | 3 | 677.3292
26.10. | 4 | 673.1221
26.10. | 5 | 673.1221
26.10. | 6 | 689.9502
26.10. | 7 | 748.8484
26.10. | 8 | 778.2975
26.10. | 9 | 774.0905
26.10. | 10 | 753.0554
26.10. | 11 | 715.1923
26.10. | 12 | 698.3642
26.10. | 13 | 685.7432
26.10. | 14 | 673.1221
26.10. | 15 | 660.5011
26.10. | 16 | 668.9151
26.10. | 17 | 677.3292
26.10. | 18 | 740.4344
26.10. | 19 | 799.3325
26.10. | 20 | 811.9536
26.10. | 21 | 795.1255
26.10. | 22 | 769.8835
26.10. | 23 | 748.8484
26.10. | 24 | 668.9151
27.10. | 1 | 660.5011
27.10. | 2 | 643.6731
27.10. | 3 | 635.259
27.10. | 4 | 631.052
27.10. | 5 | 631.052
27.10. | 6 | 626.845
27.10. | 7 | 639.466
27.10. | 8 | 647.8801
27.10. | 9 | 647.8801
27.10. | 10 | 626.845
27.10. | 11 | 605.8099
27.10. | 12 | 580.5678
27.10. | 13 | 572.1538
27.10. | 14 | 563.7398
27.10. | 15 | 563.7398
27.10. | 16 | 563.7398
27.10. | 17 | 576.3608
27.10. | 18 | 618.431
27.10. | 19 | 652.0871
27.10. | 20 | 656.2941
27.10. | 21 | 656.2941
27.10. | 22 | 660.5011
27.10. | 23 | 656.2941
27.10. | 24 | 694.1572
28.10. | 1 | 681.5362
28.10. | 2 | 685.7432
28.10. | 3 | 677.3292
28.10. | 4 | 673.1221
28.10. | 5 | 668.9151
28.10. | 6 | 668.9151
28.10. | 7 | 677.3292
28.10. | 8 | 677.3292
28.10. | 9 | 673.1221
28.10. | 10 | 635.259
28.10. | 11 | 601.6029
28.10. | 12 | 593.1889
28.10. | 13 | 584.7749
28.10. | 14 | 580.5678
28.10. | 15 | 588.9819
28.10. | 16 | 597.3959
28.10. | 17 | 605.8099
28.10. | 18 | 660.5011
28.10. | 19 | 706.7783
28.10. | 20 | 740.4344
28.10. | 21 | 765.6764
28.10. | 22 | 761.4694
28.10. | 23 | 744.6414
28.10. | 24 | 710.9853
29.10. | 1 | 673.1221
29.10. | 2 | 660.5011
29.10. | 3 | 660.5011
29.10. | 4 | 664.7081
29.10. | 5 | 668.9151
29.10. | 6 | 673.1221
29.10. | 7 | 732.0203
29.10. | 8 | 778.2975
29.10. | 9 | 795.1255
29.10. | 10 | 778.2975
29.10. | 11 | 765.6764
29.10. | 12 | 727.8133
29.10. | 13 | 727.8133
29.10. | 14 | 727.8133
29.10. | 15 | 727.8133
29.10. | 16 | 736.2273
29.10. | 17 | 811.9536
29.10. | 18 | 870.8518
29.10. | 19 | 904.5079
29.10. | 20 | 925.5429
29.10. | 21 | 917.1289
29.10. | 22 | 921.3359
29.10. | 23 | 908.7149
29.10. | 24 | 858.2307
30.10. | 1 | 811.9536
30.10. | 2 | 807.7466
30.10. | 3 | 790.9185
30.10. | 4 | 786.7115
30.10. | 5 | 786.7115
30.10. | 6 | 803.5396
30.10. | 7 | 866.6448
30.10. | 8 | 938.164
30.10. | 9 | 980.2341
30.10. | 10 | 963.4061
30.10. | 11 | 967.6131
30.10. | 12 | 967.6131
30.10. | 13 | 959.1991
30.10. | 14 | 946.578
30.10. | 15 | 954.992
30.10. | 16 | 963.4061
30.10. | 17 | 988.6481
30.10. | 18 | 1018.0972
30.10. | 19 | 1043.3393
30.10. | 20 | 1051.7533
30.10. | 21 | 1026.5113
30.10. | 22 | 1013.8902
30.10. | 23 | 942.371
30.10. | 24 | 849.8167
31.10. | 1 | 744.6414
31.10. | 2 | 740.4344
31.10. | 3 | 732.0203
31.10. | 4 | 727.8133
31.10. | 5 | 723.6063
31.10. | 6 | 727.8133
31.10. | 7 | 740.4344
31.10. | 8 | 757.2624
31.10. | 9 | 757.2624
31.10. | 10 | 757.2624
31.10. | 11 | 748.8484
31.10. | 12 | 736.2273
31.10. | 13 | 744.6414
31.10. | 14 | 744.6414
31.10. | 15 | 753.0554
31.10. | 16 | 753.0554
31.10. | 17 | 774.0905
31.10. | 18 | 832.9887
31.10. | 19 | 879.2658
31.10. | 20 | 866.6448
31.10. | 21 | 870.8518
31.10. | 22 | 870.8518
31.10. | 23 | 866.6448
31.10. | 24 | 841.4027
01.11. | 1 | 816.1606
01.11. | 2 | 807.7466
01.11. | 3 | 799.3325
01.11. | 4 | 790.9185
01.11. | 5 | 790.9185
01.11. | 6 | 799.3325
01.11. | 7 | 828.7816
01.11. | 8 | 862.4377
01.11. | 9 | 866.6448
01.11. | 10 | 854.0237
01.11. | 11 | 845.6097
01.11. | 12 | 837.1957
01.11. | 13 | 832.9887
01.11. | 14 | 832.9887
01.11. | 15 | 828.7816
01.11. | 16 | 845.6097
01.11. | 17 | 858.2307
01.11. | 18 | 854.0237
01.11. | 19 | 854.0237
01.11. | 20 | 858.2307
01.11. | 21 | 854.0237
01.11. | 22 | 849.8167
01.11. | 23 | 849.8167
01.11. | 24 | 828.7816
02.11. | 1 | 765.6764
02.11. | 2 | 744.6414
02.11. | 3 | 740.4344
02.11. | 4 | 727.8133
02.11. | 5 | 732.0203
02.11. | 6 | 732.0203
02.11. | 7 | 753.0554
02.11. | 8 | 757.2624
02.11. | 9 | 748.8484
02.11. | 10 | 753.0554
02.11. | 11 | 740.4344
02.11. | 12 | 694.1572
02.11. | 13 | 694.1572
02.11. | 14 | 694.1572
02.11. | 15 | 715.1923
02.11. | 16 | 736.2273
02.11. | 17 | 761.4694
02.11. | 18 | 807.7466
02.11. | 19 | 816.1606
02.11. | 20 | 816.1606
02.11. | 21 | 811.9536
02.11. | 22 | 811.9536
02.11. | 23 | 816.1606
02.11. | 24 | 807.7466
03.11. | 1 | 774.0905
03.11. | 2 | 774.0905
03.11. | 3 | 761.4694
03.11. | 4 | 761.4694
03.11. | 5 | 748.8484
03.11. | 6 | 761.4694
03.11. | 7 | 782.5045
03.11. | 8 | 786.7115
03.11. | 9 | 786.7115
03.11. | 10 | 782.5045
03.11. | 11 | 744.6414
03.11. | 12 | 736.2273
03.11. | 13 | 723.6063
03.11. | 14 | 723.6063
03.11. | 15 | 723.6063
03.11. | 16 | 723.6063
03.11. | 17 | 736.2273
03.11. | 18 | 778.2975
03.11. | 19 | 790.9185
03.11. | 20 | 790.9185
03.11. | 21 | 795.1255
03.11. | 22 | 795.1255
03.11. | 23 | 795.1255
03.11. | 24 | 790.9185
04.11. | 1 | 769.8835
04.11. | 2 | 765.6764
04.11. | 3 | 744.6414
04.11. | 4 | 740.4344
04.11. | 5 | 710.9853
04.11. | 6 | 710.9853
04.11. | 7 | 727.8133
04.11. | 8 | 732.0203
04.11. | 9 | 702.5712
04.11. | 10 | 605.8099
04.11. | 11 | 584.7749
04.11. | 12 | 563.7398
04.11. | 13 | 572.1538
04.11. | 14 | 572.1538
04.11. | 15 | 572.1538
04.11. | 16 | 580.5678
04.11. | 17 | 652.0871
04.11. | 18 | 740.4344
04.11. | 19 | 757.2624
04.11. | 20 | 765.6764
04.11. | 21 | 778.2975
04.11. | 22 | 782.5045
04.11. | 23 | 786.7115
04.11. | 24 | 782.5045
05.11. | 1 | 799.3325
05.11. | 2 | 807.7466
05.11. | 3 | 811.9536
05.11. | 4 | 811.9536
05.11. | 5 | 807.7466
05.11. | 6 | 816.1606
05.11. | 7 | 837.1957
05.11. | 8 | 896.0939
05.11. | 9 | 912.9219
05.11. | 10 | 891.8868
05.11. | 11 | 887.6798
05.11. | 12 | 891.8868
05.11. | 13 | 900.3009
05.11. | 14 | 904.5079
05.11. | 15 | 908.7149
05.11. | 16 | 921.3359
05.11. | 17 | 959.1991
05.11. | 18 | 1076.9954
05.11. | 19 | 1148.5147
05.11. | 20 | 1152.7217
05.11. | 21 | 1169.5497
05.11. | 22 | 1161.1357
05.11. | 23 | 1148.5147
05.11. | 24 | 1123.2726
06.11. | 1 | 1072.7884
06.11. | 2 | 1064.3744
06.11. | 3 | 1055.9604
06.11. | 4 | 1060.1674
06.11. | 5 | 1055.9604
06.11. | 6 | 1068.5814
06.11. | 7 | 1098.0305
06.11. | 8 | 1135.8936
06.11. | 9 | 1135.8936
06.11. | 10 | 1093.8235
06.11. | 11 | 1081.2024
06.11. | 12 | 1072.7884
06.11. | 13 | 1089.6165
06.11. | 14 | 1102.2375
06.11. | 15 | 1102.2375
06.11. | 16 | 1110.6515
06.11. | 17 | 1135.8936
06.11. | 18 | 1198.9988
06.11. | 19 | 1211.6199
06.11. | 20 | 1215.8269
06.11. | 21 | 1224.2409
06.11. | 22 | 1215.8269
06.11. | 23 | 1165.3427
06.11. | 24 | 1148.5147
07.11. | 1 | 1140.1006
07.11. | 2 | 1119.0656
07.11. | 3 | 1114.8586
07.11. | 4 | 1106.4445
07.11. | 5 | 1106.4445
07.11. | 6 | 1110.6515
07.11. | 7 | 1140.1006
07.11. | 8 | 1144.3076
07.11. | 9 | 1148.5147
07.11. | 10 | 1135.8936
07.11. | 11 | 1114.8586
07.11. | 12 | 1098.0305
07.11. | 13 | 1072.7884
07.11. | 14 | 1081.2024
07.11. | 15 | 1089.6165
07.11. | 16 | 1106.4445
07.11. | 17 | 1144.3076
07.11. | 18 | 1203.2058
07.11. | 19 | 1211.6199
07.11. | 20 | 1211.6199
07.11. | 21 | 1224.2409
07.11. | 22 | 1203.2058
07.11. | 23 | 1173.7567
07.11. | 24 | 1144.3076
08.11. | 1 | 1072.7884
08.11. | 2 | 1051.7533
08.11. | 3 | 1047.5463
08.11. | 4 | 1047.5463
08.11. | 5 | 1039.1323
08.11. | 6 | 1047.5463
08.11. | 7 | 1068.5814
08.11. | 8 | 1089.6165
08.11. | 9 | 1093.8235
08.11. | 10 | 1085.4095
08.11. | 11 | 1060.1674
08.11. | 12 | 1026.5113
08.11. | 13 | 1013.8902
08.11. | 14 | 1013.8902
08.11. | 15 | 1013.8902
08.11. | 16 | 1013.8902
08.11. | 17 | 1018.0972
08.11. | 18 | 1047.5463
08.11. | 19 | 1102.2375
08.11. | 20 | 1119.0656
08.11. | 21 | 1110.6515
08.11. | 22 | 1110.6515
08.11. | 23 | 1089.6165
08.11. | 24 | 1047.5463
09.11. | 1 | 980.2341
09.11. | 2 | 967.6131
09.11. | 3 | 959.1991
09.11. | 4 | 963.4061
09.11. | 5 | 963.4061
09.11. | 6 | 963.4061
09.11. | 7 | 967.6131
09.11. | 8 | 984.4411
09.11. | 9 | 992.8552
09.11. | 10 | 959.1991
09.11. | 11 | 954.992
09.11. | 12 | 946.578
09.11. | 13 | 942.371
09.11. | 14 | 942.371
09.11. | 15 | 942.371
09.11. | 16 | 942.371
09.11. | 17 | 946.578
09.11. | 18 | 976.0271
09.11. | 19 | 1013.8902
09.11. | 20 | 1030.7183
09.11. | 21 | 1034.9253
09.11. | 22 | 1030.7183
09.11. | 23 | 992.8552
09.11. | 24 | 967.6131
10.11. | 1 | 904.5079
10.11. | 2 | 900.3009
10.11. | 3 | 891.8868
10.11. | 4 | 891.8868
10.11. | 5 | 891.8868
10.11. | 6 | 891.8868
10.11. | 7 | 891.8868
10.11. | 8 | 887.6798
10.11. | 9 | 887.6798
10.11. | 10 | 879.2658
10.11. | 11 | 875.0588
10.11. | 12 | 870.8518
10.11. | 13 | 870.8518
10.11. | 14 | 870.8518
10.11. | 15 | 854.0237
10.11. | 16 | 849.8167
10.11. | 17 | 875.0588
10.11. | 18 | 883.4728
10.11. | 19 | 887.6798
10.11. | 20 | 891.8868
10.11. | 21 | 887.6798
10.11. | 22 | 891.8868
10.11. | 23 | 887.6798
10.11. | 24 | 883.4728
11.11. | 1 | 862.4377
11.11. | 2 | 862.4377
11.11. | 3 | 849.8167
11.11. | 4 | 837.1957
11.11. | 5 | 824.5746
11.11. | 6 | 824.5746
11.11. | 7 | 837.1957
11.11. | 8 | 832.9887
11.11. | 9 | 828.7816
11.11. | 10 | 786.7115
11.11. | 11 | 736.2273
11.11. | 12 | 706.7783
11.11. | 13 | 702.5712
11.11. | 14 | 702.5712
11.11. | 15 | 702.5712
11.11. | 16 | 698.3642
11.11. | 17 | 761.4694
11.11. | 18 | 824.5746
11.11. | 19 | 866.6448
11.11. | 20 | 891.8868
11.11. | 21 | 904.5079
11.11. | 22 | 904.5079
11.11. | 23 | 891.8868
11.11. | 24 | 883.4728
12.11. | 1 | 887.6798
12.11. | 2 | 891.8868
12.11. | 3 | 879.2658
12.11. | 4 | 854.0237
12.11. | 5 | 849.8167
12.11. | 6 | 858.2307
12.11. | 7 | 891.8868
12.11. | 8 | 946.578
12.11. | 9 | 954.992
12.11. | 10 | 891.8868
12.11. | 11 | 811.9536
12.11. | 12 | 782.5045
12.11. | 13 | 765.6764
12.11. | 14 | 765.6764
12.11. | 15 | 769.8835
12.11. | 16 | 774.0905
12.11. | 17 | 837.1957
12.11. | 18 | 1013.8902
12.11. | 19 | 1051.7533
12.11. | 20 | 1060.1674
12.11. | 21 | 1043.3393
12.11. | 22 | 1001.2692
12.11. | 23 | 959.1991
12.11. | 24 | 921.3359
13.11. | 1 | 811.9536
13.11. | 2 | 786.7115
13.11. | 3 | 782.5045
13.11. | 4 | 782.5045
13.11. | 5 | 778.2975
13.11. | 6 | 778.2975
13.11. | 7 | 832.9887
13.11. | 8 | 896.0939
13.11. | 9 | 900.3009
13.11. | 10 | 862.4377
13.11. | 11 | 744.6414
13.11. | 12 | 736.2273
13.11. | 13 | 740.4344
13.11. | 14 | 736.2273
13.11. | 15 | 744.6414
13.11. | 16 | 753.0554
13.11. | 17 | 845.6097
13.11. | 18 | 1068.5814
13.11. | 19 | 1135.8936
13.11. | 20 | 1152.7217
13.11. | 21 | 1169.5497
13.11. | 22 | 1156.9287
13.11. | 23 | 1131.6866
13.11. | 24 | 1119.0656
14.11. | 1 | 1076.9954
14.11. | 2 | 1064.3744
14.11. | 3 | 1064.3744
14.11. | 4 | 1064.3744
14.11. | 5 | 1055.9604
14.11. | 6 | 1068.5814
14.11. | 7 | 1106.4445
14.11. | 8 | 1165.3427
14.11. | 9 | 1161.1357
14.11. | 10 | 1152.7217
14.11. | 11 | 1114.8586
14.11. | 12 | 1081.2024
14.11. | 13 | 1089.6165
14.11. | 14 | 1085.4095
14.11. | 15 | 1089.6165
14.11. | 16 | 1102.2375
14.11. | 17 | 1144.3076
14.11. | 18 | 1177.9638
14.11. | 19 | 1194.7918
14.11. | 20 | 1203.2058
14.11. | 21 | 1207.4128
14.11. | 22 | 1207.4128
14.11. | 23 | 1173.7567
14.11. | 24 | 1144.3076
15.11. | 1 | 1089.6165
15.11. | 2 | 1085.4095
15.11. | 3 | 1085.4095
15.11. | 4 | 1085.4095
15.11. | 5 | 1098.0305
15.11. | 6 | 1110.6515
15.11. | 7 | 1156.9287
15.11. | 8 | 1215.8269
15.11. | 9 | 1207.4128
15.11. | 10 | 1203.2058
15.11. | 11 | 1177.9638
15.11. | 12 | 1173.7567
15.11. | 13 | 1182.1708
15.11. | 14 | 1169.5497
15.11. | 15 | 1169.5497
15.11. | 16 | 1169.5497
15.11. | 17 | 1169.5497
15.11. | 18 | 1207.4128
15.11. | 19 | 1228.4479
15.11. | 20 | 1236.8619
15.11. | 21 | 1232.6549
15.11. | 22 | 1232.6549
15.11. | 23 | 1207.4128
15.11. | 24 | 1177.9638
16.11. | 1 | 1169.5497
16.11. | 2 | 1169.5497
16.11. | 3 | 1165.3427
16.11. | 4 | 1165.3427
16.11. | 5 | 1165.3427
16.11. | 6 | 1173.7567
16.11. | 7 | 1211.6199
16.11. | 8 | 1232.6549
16.11. | 9 | 1232.6549
16.11. | 10 | 1228.4479
16.11. | 11 | 1224.2409
16.11. | 12 | 1215.8269
16.11. | 13 | 1228.4479
16.11. | 14 | 1215.8269
16.11. | 15 | 1207.4128
16.11. | 16 | 1220.0339
16.11. | 17 | 1232.6549
16.11. | 18 | 1245.276
16.11. | 19 | 1262.104
16.11. | 20 | 1266.311
16.11. | 21 | 1262.104
16.11. | 22 | 1257.897
16.11. | 23 | 1249.483
16.11. | 24 | 1211.6199
17.11. | 1 | 1152.7217
17.11. | 2 | 1119.0656
17.11. | 3 | 1098.0305
17.11. | 4 | 1093.8235
17.11. | 5 | 1089.6165
17.11. | 6 | 1085.4095
17.11. | 7 | 1085.4095
17.11. | 8 | 1110.6515
17.11. | 9 | 1119.0656
17.11. | 10 | 1114.8586
17.11. | 11 | 1072.7884
17.11. | 12 | 1043.3393
17.11. | 13 | 1034.9253
17.11. | 14 | 1013.8902
17.11. | 15 | 1009.6832
17.11. | 16 | 1018.0972
17.11. | 17 | 1047.5463
17.11. | 18 | 1089.6165
17.11. | 19 | 1106.4445
17.11. | 20 | 1110.6515
17.11. | 21 | 1127.4796
17.11. | 22 | 1123.2726
17.11. | 23 | 1106.4445
17.11. | 24 | 1089.6165
18.11. | 1 | 1001.2692
18.11. | 2 | 988.6481
18.11. | 3 | 984.4411
18.11. | 4 | 984.4411
18.11. | 5 | 980.2341
18.11. | 6 | 984.4411
18.11. | 7 | 984.4411
18.11. | 8 | 984.4411
18.11. | 9 | 967.6131
18.11. | 10 | 938.164
18.11. | 11 | 904.5079
18.11. | 12 | 896.0939
18.11. | 13 | 896.0939
18.11. | 14 | 891.8868
18.11. | 15 | 896.0939
18.11. | 16 | 904.5079
18.11. | 17 | 942.371
18.11. | 18 | 1030.7183
18.11. | 19 | 1068.5814
18.11. | 20 | 1076.9954
18.11. | 21 | 1085.4095
18.11. | 22 | 1089.6165
18.11. | 23 | 1089.6165
18.11. | 24 | 1085.4095
19.11. | 1 | 1076.9954
19.11. | 2 | 1076.9954
19.11. | 3 | 1072.7884
19.11. | 4 | 1072.7884
19.11. | 5 | 1085.4095
19.11. | 6 | 1093.8235
19.11. | 7 | 1144.3076
19.11. | 8 | 1190.5848
19.11. | 9 | 1194.7918
19.11. | 10 | 1169.5497
19.11. | 11 | 1127.4796
19.11. | 12 | 1098.0305
19.11. | 13 | 1098.0305
19.11. | 14 | 1093.8235
19.11. | 15 | 1085.4095
19.11. | 16 | 1081.2024
19.11. | 17 | 1106.4445
19.11. | 18 | 1119.0656
19.11. | 19 | 1148.5147
19.11. | 20 | 1161.1357
19.11. | 21 | 1161.1357
19.11. | 22 | 1140.1006
19.11. | 23 | 1093.8235
19.11. | 24 | 1030.7183
20.11. | 1 | 938.164
20.11. | 2 | 938.164
20.11. | 3 | 933.957
20.11. | 4 | 933.957
20.11. | 5 | 933.957
20.11. | 6 | 942.371
20.11. | 7 | 942.371
20.11. | 8 | 942.371
20.11. | 9 | 942.371
20.11. | 10 | 933.957
20.11. | 11 | 925.5429
20.11. | 12 | 904.5079
20.11. | 13 | 896.0939
20.11. | 14 | 887.6798
20.11. | 15 | 887.6798
20.11. | 16 | 883.4728
20.11. | 17 | 896.0939
20.11. | 18 | 908.7149
20.11. | 19 | 921.3359
20.11. | 20 | 942.371
20.11. | 21 | 946.578
20.11. | 22 | 959.1991
20.11. | 23 | 954.992
20.11. | 24 | 938.164
21.11. | 1 | 883.4728
21.11. | 2 | 854.0237
21.11. | 3 | 854.0237
21.11. | 4 | 841.4027
21.11. | 5 | 841.4027
21.11. | 6 | 845.6097
21.11. | 7 | 875.0588
21.11. | 8 | 887.6798
21.11. | 9 | 879.2658
21.11. | 10 | 870.8518
21.11. | 11 | 811.9536
21.11. | 12 | 740.4344
21.11. | 13 | 702.5712
21.11. | 14 | 698.3642
21.11. | 15 | 694.1572
21.11. | 16 | 702.5712
21.11. | 17 | 790.9185
21.11. | 18 | 875.0588
21.11. | 19 | 891.8868
21.11. | 20 | 896.0939
21.11. | 21 | 904.5079
21.11. | 22 | 904.5079
21.11. | 23 | 908.7149
21.11. | 24 | 875.0588
22.11. | 1 | 828.7816
22.11. | 2 | 807.7466
22.11. | 3 | 774.0905
22.11. | 4 | 765.6764
22.11. | 5 | 765.6764
22.11. | 6 | 769.8835
22.11. | 7 | 782.5045
22.11. | 8 | 832.9887
22.11. | 9 | 841.4027
22.11. | 10 | 816.1606
22.11. | 11 | 769.8835
22.11. | 12 | 723.6063
22.11. | 13 | 710.9853
22.11. | 14 | 710.9853
22.11. | 15 | 706.7783
22.11. | 16 | 710.9853
22.11. | 17 | 774.0905
22.11. | 18 | 896.0939
22.11. | 19 | 1001.2692
22.11. | 20 | 1030.7183
22.11. | 21 | 1005.4762
22.11. | 22 | 988.6481
22.11. | 23 | 967.6131
22.11. | 24 | 887.6798
23.11. | 1 | 866.6448
23.11. | 2 | 866.6448
23.11. | 3 | 858.2307
23.11. | 4 | 858.2307
23.11. | 5 | 845.6097
23.11. | 6 | 862.4377
23.11. | 7 | 925.5429
23.11. | 8 | 959.1991
23.11. | 9 | 963.4061
23.11. | 10 | 950.785
23.11. | 11 | 942.371
23.11. | 12 | 929.75
23.11. | 13 | 917.1289
23.11. | 14 | 912.9219
23.11. | 15 | 929.75
23.11. | 16 | 938.164
23.11. | 17 | 992.8552
23.11. | 18 | 1022.3043
23.11. | 19 | 1047.5463
23.11. | 20 | 1051.7533
23.11. | 21 | 1051.7533
23.11. | 22 | 1039.1323
23.11. | 23 | 1034.9253
23.11. | 24 | 1018.0972
24.11. | 1 | 959.1991
24.11. | 2 | 954.992
24.11. | 3 | 942.371
24.11. | 4 | 921.3359
24.11. | 5 | 896.0939
24.11. | 6 | 896.0939
24.11. | 7 | 879.2658
24.11. | 8 | 887.6798
24.11. | 9 | 883.4728
24.11. | 10 | 862.4377
24.11. | 11 | 753.0554
24.11. | 12 | 727.8133
24.11. | 13 | 719.3993
24.11. | 14 | 715.1923
24.11. | 15 | 715.1923
24.11. | 16 | 723.6063
24.11. | 17 | 765.6764
24.11. | 18 | 887.6798
24.11. | 19 | 929.75
24.11. | 20 | 933.957
24.11. | 21 | 933.957
24.11. | 22 | 933.957
24.11. | 23 | 912.9219
24.11. | 24 | 858.2307
25.11. | 1 | 799.3325
25.11. | 2 | 795.1255
25.11. | 3 | 795.1255
25.11. | 4 | 786.7115
25.11. | 5 | 790.9185
25.11. | 6 | 790.9185
25.11. | 7 | 790.9185
25.11. | 8 | 811.9536
25.11. | 9 | 824.5746
25.11. | 10 | 824.5746
25.11. | 11 | 811.9536
25.11. | 12 | 811.9536
25.11. | 13 | 807.7466
25.11. | 14 | 803.5396
25.11. | 15 | 807.7466
25.11. | 16 | 807.7466
25.11. | 17 | 811.9536
25.11. | 18 | 816.1606
25.11. | 19 | 824.5746
25.11. | 20 | 828.7816
25.11. | 21 | 832.9887
25.11. | 22 | 832.9887
25.11. | 23 | 824.5746
25.11. | 24 | 803.5396
26.11. | 1 | 795.1255
26.11. | 2 | 799.3325
26.11. | 3 | 799.3325
26.11. | 4 | 803.5396
26.11. | 5 | 799.3325
26.11. | 6 | 807.7466
26.11. | 7 | 875.0588
26.11. | 8 | 1005.4762
26.11. | 9 | 1060.1674
26.11. | 10 | 1064.3744
26.11. | 11 | 1039.1323
26.11. | 12 | 1013.8902
26.11. | 13 | 1013.8902
26.11. | 14 | 1009.6832
26.11. | 15 | 1013.8902
26.11. | 16 | 1047.5463
26.11. | 17 | 1119.0656
26.11. | 18 | 1177.9638
26.11. | 19 | 1190.5848
26.11. | 20 | 1198.9988
26.11. | 21 | 1190.5848
26.11. | 22 | 1177.9638
26.11. | 23 | 1152.7217
26.11. | 24 | 1119.0656
27.11. | 1 | 1089.6165
27.11. | 2 | 1081.2024
27.11. | 3 | 1085.4095
27.11. | 4 | 1085.4095
27.11. | 5 | 1085.4095
27.11. | 6 | 1102.2375
27.11. | 7 | 1135.8936
27.11. | 8 | 1207.4128
27.11. | 9 | 1228.4479
27.11. | 10 | 1228.4479
27.11. | 11 | 1211.6199
27.11. | 12 | 1211.6199
27.11. | 13 | 1211.6199
27.11. | 14 | 1207.4128
27.11. | 15 | 1211.6199
27.11. | 16 | 1220.0339
27.11. | 17 | 1236.8619
27.11. | 18 | 1262.104
27.11. | 19 | 1266.311
27.11. | 20 | 1270.518
27.11. | 21 | 1274.7251
27.11. | 22 | 1274.7251
27.11. | 23 | 1257.897
27.11. | 24 | 1228.4479
28.11. | 1 | 1152.7217
28.11. | 2 | 1144.3076
28.11. | 3 | 1140.1006
28.11. | 4 | 1144.3076
28.11. | 5 | 1140.1006
28.11. | 6 | 1140.1006
28.11. | 7 | 1144.3076
28.11. | 8 | 1148.5147
28.11. | 9 | 1140.1006
28.11. | 10 | 1140.1006
28.11. | 11 | 1135.8936
28.11. | 12 | 1098.0305
28.11. | 13 | 1060.1674
28.11. | 14 | 1064.3744
28.11. | 15 | 1051.7533
28.11. | 16 | 1064.3744
28.11. | 17 | 1093.8235
28.11. | 18 | 1135.8936
28.11. | 19 | 1156.9287
28.11. | 20 | 1165.3427
28.11. | 21 | 1182.1708
28.11. | 22 | 1186.3778
28.11. | 23 | 1177.9638
28.11. | 24 | 1156.9287
29.11. | 1 | 1119.0656
29.11. | 2 | 1102.2375
29.11. | 3 | 1102.2375
29.11. | 4 | 1098.0305
29.11. | 5 | 1102.2375
29.11. | 6 | 1106.4445
29.11. | 7 | 1131.6866
29.11. | 8 | 1190.5848
29.11. | 9 | 1211.6199
29.11. | 10 | 1211.6199
29.11. | 11 | 1198.9988
29.11. | 12 | 1182.1708
29.11. | 13 | 1173.7567
29.11. | 14 | 1177.9638
29.11. | 15 | 1194.7918
29.11. | 16 | 1194.7918
29.11. | 17 | 1224.2409
29.11. | 18 | 1236.8619
29.11. | 19 | 1257.897
29.11. | 20 | 1262.104
29.11. | 21 | 1266.311
29.11. | 22 | 1266.311
29.11. | 23 | 1228.4479
29.11. | 24 | 1228.4479
30.11. | 1 | 1215.8269
30.11. | 2 | 1198.9988
30.11. | 3 | 1177.9638
30.11. | 4 | 1177.9638
30.11. | 5 | 1169.5497
30.11. | 6 | 1182.1708
30.11. | 7 | 1207.4128
30.11. | 8 | 1257.897
30.11. | 9 | 1257.897
30.11. | 10 | 1262.104
30.11. | 11 | 1257.897
30.11. | 12 | 1207.4128
30.11. | 13 | 1186.3778
30.11. | 14 | 1173.7567
30.11. | 15 | 1177.9638
30.11. | 16 | 1177.9638
30.11. | 17 | 1190.5848
30.11. | 18 | 1220.0339
30.11. | 19 | 1241.069
30.11. | 20 | 1262.104
30.11. | 21 | 1266.311
30.11. | 22 | 1249.483
30.11. | 23 | 1232.6549
30.11. | 24 | 1194.7918
01.12. | 1 | 1076.9954
01.12. | 2 | 1072.7884
01.12. | 3 | 1068.5814
01.12. | 4 | 1068.5814
01.12. | 5 | 1064.3744
01.12. | 6 | 1068.5814
01.12. | 7 | 1076.9954
01.12. | 8 | 1102.2375
01.12. | 9 | 1106.4445
01.12. | 10 | 1093.8235
01.12. | 11 | 1018.0972
01.12. | 12 | 988.6481
01.12. | 13 | 963.4061
01.12. | 14 | 959.1991
01.12. | 15 | 967.6131
01.12. | 16 | 988.6481
01.12. | 17 | 1055.9604
01.12. | 18 | 1131.6866
01.12. | 19 | 1173.7567
01.12. | 20 | 1177.9638
01.12. | 21 | 1177.9638
01.12. | 22 | 1177.9638
01.12. | 23 | 1177.9638
01.12. | 24 | 1161.1357
02.12. | 1 | 1081.2024
02.12. | 2 | 1055.9604
02.12. | 3 | 1043.3393
02.12. | 4 | 1043.3393
02.12. | 5 | 1043.3393
02.12. | 6 | 1039.1323
02.12. | 7 | 1022.3043
02.12. | 8 | 1026.5113
02.12. | 9 | 1026.5113
02.12. | 10 | 1022.3043
02.12. | 11 | 971.8201
02.12. | 12 | 967.6131
02.12. | 13 | 959.1991
02.12. | 14 | 971.8201
02.12. | 15 | 980.2341
02.12. | 16 | 984.4411
02.12. | 17 | 1022.3043
02.12. | 18 | 1060.1674
02.12. | 19 | 1072.7884
02.12. | 20 | 1076.9954
02.12. | 21 | 1081.2024
02.12. | 22 | 1081.2024
02.12. | 23 | 1064.3744
02.12. | 24 | 1051.7533
03.12. | 1 | 1018.0972
03.12. | 2 | 1009.6832
03.12. | 3 | 1005.4762
03.12. | 4 | 1009.6832
03.12. | 5 | 1005.4762
03.12. | 6 | 1013.8902
03.12. | 7 | 1026.5113
03.12. | 8 | 1076.9954
03.12. | 9 | 1093.8235
03.12. | 10 | 1093.8235
03.12. | 11 | 1102.2375
03.12. | 12 | 1076.9954
03.12. | 13 | 1060.1674
03.12. | 14 | 1060.1674
03.12. | 15 | 1060.1674
03.12. | 16 | 1064.3744
03.12. | 17 | 1085.4095
03.12. | 18 | 1140.1006
03.12. | 19 | 1203.2058
03.12. | 20 | 1211.6199
03.12. | 21 | 1211.6199
03.12. | 22 | 1198.9988
03.12. | 23 | 1186.3778
03.12. | 24 | 1169.5497
04.12. | 1 | 1169.5497
04.12. | 2 | 1169.5497
04.12. | 3 | 1156.9287
04.12. | 4 | 1152.7217
04.12. | 5 | 1131.6866
04.12. | 6 | 1152.7217
04.12. | 7 | 1186.3778
04.12. | 8 | 1228.4479
04.12. | 9 | 1228.4479
04.12. | 10 | 1224.2409
04.12. | 11 | 1215.8269
04.12. | 12 | 1211.6199
04.12. | 13 | 1203.2058
04.12. | 14 | 1215.8269
04.12. | 15 | 1215.8269
04.12. | 16 | 1220.0339
04.12. | 17 | 1236.8619
04.12. | 18 | 1253.69
04.12. | 19 | 1253.69
04.12. | 20 | 1257.897
04.12. | 21 | 1257.897
04.12. | 22 | 1253.69
04.12. | 23 | 1245.276
04.12. | 24 | 1220.0339
05.12. | 1 | 1186.3778
05.12. | 2 | 1177.9638
05.12. | 3 | 1177.9638
05.12. | 4 | 1161.1357
05.12. | 5 | 1152.7217
05.12. | 6 | 1156.9287
05.12. | 7 | 1182.1708
05.12. | 8 | 1211.6199
05.12. | 9 | 1232.6549
05.12. | 10 | 1211.6199
05.12. | 11 | 1203.2058
05.12. | 12 | 1165.3427
05.12. | 13 | 1152.7217
05.12. | 14 | 1161.1357
05.12. | 15 | 1156.9287
05.12. | 16 | 1194.7918
05.12. | 17 | 1215.8269
05.12. | 18 | 1228.4479
05.12. | 19 | 1245.276
05.12. | 20 | 1245.276
05.12. | 21 | 1232.6549
05.12. | 22 | 1228.4479
05.12. | 23 | 1190.5848
05.12. | 24 | 1169.5497
06.12. | 1 | 1148.5147
06.12. | 2 | 1148.5147
06.12. | 3 | 1148.5147
06.12. | 4 | 1148.5147
06.12. | 5 | 1144.3076
06.12. | 6 | 1152.7217
06.12. | 7 | 1152.7217
06.12. | 8 | 1152.7217
06.12. | 9 | 1152.7217
06.12. | 10 | 1152.7217
06.12. | 11 | 1127.4796
06.12. | 12 | 1114.8586
06.12. | 13 | 1098.0305
06.12. | 14 | 1089.6165
06.12. | 15 | 1102.2375
06.12. | 16 | 1102.2375
06.12. | 17 | 1135.8936
06.12. | 18 | 1161.1357
06.12. | 19 | 1165.3427
06.12. | 20 | 1165.3427
06.12. | 21 | 1148.5147
06.12. | 22 | 1148.5147
06.12. | 23 | 1131.6866
06.12. | 24 | 1068.5814
07.12. | 1 | 954.992
07.12. | 2 | 938.164
07.12. | 3 | 921.3359
07.12. | 4 | 917.1289
07.12. | 5 | 912.9219
07.12. | 6 | 896.0939
07.12. | 7 | 891.8868
07.12. | 8 | 896.0939
07.12. | 9 | 896.0939
07.12. | 10 | 883.4728
07.12. | 11 | 879.2658
07.12. | 12 | 875.0588
07.12. | 13 | 875.0588
07.12. | 14 | 870.8518
07.12. | 15 | 870.8518
07.12. | 16 | 879.2658
07.12. | 17 | 900.3009
07.12. | 18 | 933.957
07.12. | 19 | 942.371
07.12. | 20 | 946.578
07.12. | 21 | 946.578
07.12. | 22 | 946.578
07.12. | 23 | 946.578
07.12. | 24 | 938.164
08.12. | 1 | 740.4344
08.12. | 2 | 727.8133
08.12. | 3 | 710.9853
08.12. | 4 | 689.9502
08.12. | 5 | 685.7432
08.12. | 6 | 681.5362
08.12. | 7 | 673.1221
08.12. | 8 | 677.3292
08.12. | 9 | 677.3292
08.12. | 10 | 668.9151
08.12. | 11 | 639.466
08.12. | 12 | 635.259
08.12. | 13 | 626.845
08.12. | 14 | 626.845
08.12. | 15 | 626.845
08.12. | 16 | 626.845
08.12. | 17 | 635.259
08.12. | 18 | 664.7081
08.12. | 19 | 681.5362
08.12. | 20 | 681.5362
08.12. | 21 | 677.3292
08.12. | 22 | 664.7081
08.12. | 23 | 664.7081
08.12. | 24 | 660.5011
09.12. | 1 | 626.845
09.12. | 2 | 626.845
09.12. | 3 | 626.845
09.12. | 4 | 622.638
09.12. | 5 | 618.431
09.12. | 6 | 618.431
09.12. | 7 | 618.431
09.12. | 8 | 622.638
09.12. | 9 | 626.845
09.12. | 10 | 622.638
09.12. | 11 | 626.845
09.12. | 12 | 631.052
09.12. | 13 | 618.431
09.12. | 14 | 618.431
09.12. | 15 | 626.845
09.12. | 16 | 622.638
09.12. | 17 | 631.052
09.12. | 18 | 656.2941
09.12. | 19 | 689.9502
09.12. | 20 | 698.3642
09.12. | 21 | 698.3642
09.12. | 22 | 702.5712
09.12. | 23 | 694.1572
09.12. | 24 | 689.9502
10.12. | 1 | 685.7432
10.12. | 2 | 689.9502
10.12. | 3 | 681.5362
10.12. | 4 | 677.3292
10.12. | 5 | 673.1221
10.12. | 6 | 681.5362
10.12. | 7 | 765.6764
10.12. | 8 | 870.8518
10.12. | 9 | 883.4728
10.12. | 10 | 866.6448
10.12. | 11 | 820.3676
10.12. | 12 | 803.5396
10.12. | 13 | 790.9185
10.12. | 14 | 799.3325
10.12. | 15 | 803.5396
10.12. | 16 | 816.1606
10.12. | 17 | 908.7149
10.12. | 18 | 1072.7884
10.12. | 19 | 1114.8586
10.12. | 20 | 1119.0656
10.12. | 21 | 1127.4796
10.12. | 22 | 1110.6515
10.12. | 23 | 1106.4445
10.12. | 24 | 1076.9954
11.12. | 1 | 1022.3043
11.12. | 2 | 1018.0972
11.12. | 3 | 980.2341
11.12. | 4 | 980.2341
11.12. | 5 | 984.4411
11.12. | 6 | 1009.6832
11.12. | 7 | 1039.1323
11.12. | 8 | 1098.0305
11.12. | 9 | 1106.4445
11.12. | 10 | 1114.8586
11.12. | 11 | 1114.8586
11.12. | 12 | 1102.2375
11.12. | 13 | 1076.9954
11.12. | 14 | 1072.7884
11.12. | 15 | 1076.9954
11.12. | 16 | 1093.8235
11.12. | 17 | 1127.4796
11.12. | 18 | 1140.1006
11.12. | 19 | 1148.5147
11.12. | 20 | 1148.5147
11.12. | 21 | 1148.5147
11.12. | 22 | 1148.5147
11.12. | 23 | 1127.4796
11.12. | 24 | 1102.2375
12.12. | 1 | 1030.7183
12.12. | 2 | 1026.5113
12.12. | 3 | 1022.3043
12.12. | 4 | 1018.0972
12.12. | 5 | 1018.0972
12.12. | 6 | 1018.0972
12.12. | 7 | 1013.8902
12.12. | 8 | 1026.5113
12.12. | 9 | 1047.5463
12.12. | 10 | 1047.5463
12.12. | 11 | 1039.1323
12.12. | 12 | 1013.8902
12.12. | 13 | 1013.8902
12.12. | 14 | 1001.2692
12.12. | 15 | 997.0622
12.12. | 16 | 1005.4762
12.12. | 17 | 1009.6832
12.12. | 18 | 1085.4095
12.12. | 19 | 1106.4445
12.12. | 20 | 1114.8586
12.12. | 21 | 1114.8586
12.12. | 22 | 1110.6515
12.12. | 23 | 1076.9954
12.12. | 24 | 1055.9604
13.12. | 1 | 1064.3744
13.12. | 2 | 1051.7533
13.12. | 3 | 1051.7533
13.12. | 4 | 1051.7533
13.12. | 5 | 1039.1323
13.12. | 6 | 1039.1323
13.12. | 7 | 1055.9604
13.12. | 8 | 1085.4095
13.12. | 9 | 1081.2024
13.12. | 10 | 1076.9954
13.12. | 11 | 1060.1674
13.12. | 12 | 1034.9253
13.12. | 13 | 1039.1323
13.12. | 14 | 1039.1323
13.12. | 15 | 1047.5463
13.12. | 16 | 1055.9604
13.12. | 17 | 1081.2024
13.12. | 18 | 1148.5147
13.12. | 19 | 1173.7567
13.12. | 20 | 1177.9638
13.12. | 21 | 1198.9988
13.12. | 22 | 1190.5848
13.12. | 23 | 1186.3778
13.12. | 24 | 1165.3427
14.12. | 1 | 1152.7217
14.12. | 2 | 1152.7217
14.12. | 3 | 1135.8936
14.12. | 4 | 1131.6866
14.12. | 5 | 1131.6866
14.12. | 6 | 1135.8936
14.12. | 7 | 1148.5147
14.12. | 8 | 1165.3427
14.12. | 9 | 1165.3427
14.12. | 10 | 1156.9287
14.12. | 11 | 1119.0656
14.12. | 12 | 1110.6515
14.12. | 13 | 1106.4445
14.12. | 14 | 1106.4445
14.12. | 15 | 1106.4445
14.12. | 16 | 1106.4445
14.12. | 17 | 1123.2726
14.12. | 18 | 1186.3778
14.12. | 19 | 1198.9988
14.12. | 20 | 1198.9988
14.12. | 21 | 1186.3778
14.12. | 22 | 1182.1708
14.12. | 23 | 1177.9638
14.12. | 24 | 1156.9287
15.12. | 1 | 1140.1006
15.12. | 2 | 1131.6866
15.12. | 3 | 1127.4796
15.12. | 4 | 1127.4796
15.12. | 5 | 1123.2726
15.12. | 6 | 1123.2726
15.12. | 7 | 1119.0656
15.12. | 8 | 1123.2726
15.12. | 9 | 1144.3076
15.12. | 10 | 1148.5147
15.12. | 11 | 1140.1006
15.12. | 12 | 1127.4796
15.12. | 13 | 1131.6866
15.12. | 14 | 1127.4796
15.12. | 15 | 1123.2726
15.12. | 16 | 1127.4796
15.12. | 17 | 1131.6866
15.12. | 18 | 1152.7217
15.12. | 19 | 1169.5497
15.12. | 20 | 1169.5497
15.12. | 21 | 1182.1708
15.12. | 22 | 1186.3778
15.12. | 23 | 1190.5848
15.12. | 24 | 1186.3778
16.12. | 1 | 1135.8936
16.12. | 2 | 1114.8586
16.12. | 3 | 1089.6165
16.12. | 4 | 1081.2024
16.12. | 5 | 1072.7884
16.12. | 6 | 1060.1674
16.12. | 7 | 1055.9604
16.12. | 8 | 1064.3744
16.12. | 9 | 1072.7884
16.12. | 10 | 1026.5113
16.12. | 11 | 988.6481
16.12. | 12 | 963.4061
16.12. | 13 | 971.8201
16.12. | 14 | 967.6131
16.12. | 15 | 967.6131
16.12. | 16 | 963.4061
16.12. | 17 | 1009.6832
16.12. | 18 | 1114.8586
16.12. | 19 | 1148.5147
16.12. | 20 | 1156.9287
16.12. | 21 | 1165.3427
16.12. | 22 | 1169.5497
16.12. | 23 | 1169.5497
16.12. | 24 | 1161.1357
17.12. | 1 | 1098.0305
17.12. | 2 | 1089.6165
17.12. | 3 | 1085.4095
17.12. | 4 | 1081.2024
17.12. | 5 | 1089.6165
17.12. | 6 | 1098.0305
17.12. | 7 | 1140.1006
17.12. | 8 | 1186.3778
17.12. | 9 | 1207.4128
17.12. | 10 | 1211.6199
17.12. | 11 | 1186.3778
17.12. | 12 | 1156.9287
17.12. | 13 | 1161.1357
17.12. | 14 | 1156.9287
17.12. | 15 | 1152.7217
17.12. | 16 | 1173.7567
17.12. | 17 | 1207.4128
17.12. | 18 | 1211.6199
17.12. | 19 | 1224.2409
17.12. | 20 | 1245.276
17.12. | 21 | 1257.897
17.12. | 22 | 1257.897
17.12. | 23 | 1253.69
17.12. | 24 | 1245.276
18.12. | 1 | 1220.0339
18.12. | 2 | 1198.9988
18.12. | 3 | 1173.7567
18.12. | 4 | 1173.7567
18.12. | 5 | 1161.1357
18.12. | 6 | 1165.3427
18.12. | 7 | 1198.9988
18.12. | 8 | 1228.4479
18.12. | 9 | 1228.4479
18.12. | 10 | 1224.2409
18.12. | 11 | 1203.2058
18.12. | 12 | 1186.3778
18.12. | 13 | 1177.9638
18.12. | 14 | 1152.7217
18.12. | 15 | 1161.1357
18.12. | 16 | 1177.9638
18.12. | 17 | 1186.3778
18.12. | 18 | 1215.8269
18.12. | 19 | 1220.0339
18.12. | 20 | 1228.4479
18.12. | 21 | 1228.4479
18.12. | 22 | 1211.6199
18.12. | 23 | 1203.2058
18.12. | 24 | 1119.0656
19.12. | 1 | 1055.9604
19.12. | 2 | 1013.8902
19.12. | 3 | 1018.0972
19.12. | 4 | 1030.7183
19.12. | 5 | 1034.9253
19.12. | 6 | 1039.1323
19.12. | 7 | 1068.5814
19.12. | 8 | 1114.8586
19.12. | 9 | 1123.2726
19.12. | 10 | 1123.2726
19.12. | 11 | 1106.4445
19.12. | 12 | 1085.4095
19.12. | 13 | 1043.3393
19.12. | 14 | 1039.1323
19.12. | 15 | 1043.3393
19.12. | 16 | 1068.5814
19.12. | 17 | 1089.6165
19.12. | 18 | 1135.8936
19.12. | 19 | 1144.3076
19.12. | 20 | 1148.5147
19.12. | 21 | 1161.1357
19.12. | 22 | 1144.3076
19.12. | 23 | 1110.6515
19.12. | 24 | 1081.2024
20.12. | 1 | 1051.7533
20.12. | 2 | 1047.5463
20.12. | 3 | 1043.3393
20.12. | 4 | 1043.3393
20.12. | 5 | 1047.5463
20.12. | 6 | 1047.5463
20.12. | 7 | 1043.3393
20.12. | 8 | 1081.2024
20.12. | 9 | 1102.2375
20.12. | 10 | 1093.8235
20.12. | 11 | 1068.5814
20.12. | 12 | 1051.7533
20.12. | 13 | 1034.9253
20.12. | 14 | 1030.7183
20.12. | 15 | 1030.7183
20.12. | 16 | 1022.3043
20.12. | 17 | 1034.9253
20.12. | 18 | 1102.2375
20.12. | 19 | 1114.8586
20.12. | 20 | 1131.6866
20.12. | 21 | 1119.0656
20.12. | 22 | 1119.0656
20.12. | 23 | 1110.6515
20.12. | 24 | 1089.6165
21.12. | 1 | 1026.5113
21.12. | 2 | 1013.8902
21.12. | 3 | 1013.8902
21.12. | 4 | 1013.8902
21.12. | 5 | 1009.6832
21.12. | 6 | 1013.8902
21.12. | 7 | 1026.5113
21.12. | 8 | 1068.5814
21.12. | 9 | 1076.9954
21.12. | 10 | 1068.5814
21.12. | 11 | 1043.3393
21.12. | 12 | 1022.3043
21.12. | 13 | 1009.6832
21.12. | 14 | 1005.4762
21.12. | 15 | 1013.8902
21.12. | 16 | 1009.6832
21.12. | 17 | 1022.3043
21.12. | 18 | 1072.7884
21.12. | 19 | 1110.6515
21.12. | 20 | 1119.0656
21.12. | 21 | 1123.2726
21.12. | 22 | 1123.2726
21.12. | 23 | 1110.6515
21.12. | 24 | 1085.4095
22.12. | 1 | 1009.6832
22.12. | 2 | 1005.4762
22.12. | 3 | 997.0622
22.12. | 4 | 997.0622
22.12. | 5 | 1001.2692
22.12. | 6 | 1001.2692
22.12. | 7 | 1005.4762
22.12. | 8 | 1009.6832
22.12. | 9 | 1013.8902
22.12. | 10 | 1013.8902
22.12. | 11 | 1009.6832
22.12. | 12 | 997.0622
22.12. | 13 | 1001.2692
22.12. | 14 | 1001.2692
22.12. | 15 | 1005.4762
22.12. | 16 | 1005.4762
22.12. | 17 | 1009.6832
22.12. | 18 | 1076.9954
22.12. | 19 | 1098.0305
22.12. | 20 | 1102.2375
22.12. | 21 | 1106.4445
22.12. | 22 | 1089.6165
22.12. | 23 | 1085.4095
22.12. | 24 | 1068.5814
23.12. | 1 | 1051.7533
23.12. | 2 | 1051.7533
23.12. | 3 | 1047.5463
23.12. | 4 | 1047.5463
23.12. | 5 | 1043.3393
23.12. | 6 | 1043.3393
23.12. | 7 | 1034.9253
23.12. | 8 | 1034.9253
23.12. | 9 | 1013.8902
23.12. | 10 | 1009.6832
23.12. | 11 | 992.8552
23.12. | 12 | 967.6131
23.12. | 13 | 967.6131
23.12. | 14 | 963.4061
23.12. | 15 | 959.1991
23.12. | 16 | 959.1991
23.12. | 17 | 976.0271
23.12. | 18 | 997.0622
23.12. | 19 | 1009.6832
23.12. | 20 | 1009.6832
23.12. | 21 | 1022.3043
23.12. | 22 | 1022.3043
23.12. | 23 | 1022.3043
23.12. | 24 | 1018.0972
24.12. | 1 | 992.8552
24.12. | 2 | 976.0271
24.12. | 3 | 963.4061
24.12. | 4 | 954.992
24.12. | 5 | 933.957
24.12. | 6 | 917.1289
24.12. | 7 | 917.1289
24.12. | 8 | 921.3359
24.12. | 9 | 929.75
24.12. | 10 | 887.6798
24.12. | 11 | 858.2307
24.12. | 12 | 854.0237
24.12. | 13 | 866.6448
24.12. | 14 | 862.4377
24.12. | 15 | 862.4377
24.12. | 16 | 858.2307
24.12. | 17 | 887.6798
24.12. | 18 | 976.0271
24.12. | 19 | 997.0622
24.12. | 20 | 1005.4762
24.12. | 21 | 1013.8902
24.12. | 22 | 1013.8902
24.12. | 23 | 1022.3043
24.12. | 24 | 1018.0972
25.12. | 1 | 992.8552
25.12. | 2 | 992.8552
25.12. | 3 | 992.8552
25.12. | 4 | 1001.2692
25.12. | 5 | 1001.2692
25.12. | 6 | 1005.4762
25.12. | 7 | 1034.9253
25.12. | 8 | 1068.5814
25.12. | 9 | 1081.2024
25.12. | 10 | 1085.4095
25.12. | 11 | 1093.8235
25.12. | 12 | 1076.9954
25.12. | 13 | 1064.3744
25.12. | 14 | 1064.3744
25.12. | 15 | 1060.1674
25.12. | 16 | 1072.7884
25.12. | 17 | 1085.4095
25.12. | 18 | 1089.6165
25.12. | 19 | 1106.4445
25.12. | 20 | 1119.0656
25.12. | 21 | 1119.0656
25.12. | 22 | 1127.4796
25.12. | 23 | 1119.0656
25.12. | 24 | 1110.6515
26.12. | 1 | 1076.9954
26.12. | 2 | 1068.5814
26.12. | 3 | 1034.9253
26.12. | 4 | 1039.1323
26.12. | 5 | 1039.1323
26.12. | 6 | 1039.1323
26.12. | 7 | 1047.5463
26.12. | 8 | 1081.2024
26.12. | 9 | 1098.0305
26.12. | 10 | 1093.8235
26.12. | 11 | 1081.2024
26.12. | 12 | 1068.5814
26.12. | 13 | 1055.9604
26.12. | 14 | 1051.7533
26.12. | 15 | 1055.9604
26.12. | 16 | 1060.1674
26.12. | 17 | 1081.2024
26.12. | 18 | 1114.8586
26.12. | 19 | 1148.5147
26.12. | 20 | 1152.7217
26.12. | 21 | 1161.1357
26.12. | 22 | 1161.1357
26.12. | 23 | 1156.9287
26.12. | 24 | 1135.8936
27.12. | 1 | 1127.4796
27.12. | 2 | 1110.6515
27.12. | 3 | 1102.2375
27.12. | 4 | 1119.0656
27.12. | 5 | 1119.0656
27.12. | 6 | 1123.2726
27.12. | 7 | 1144.3076
27.12. | 8 | 1156.9287
27.12. | 9 | 1161.1357
27.12. | 10 | 1161.1357
27.12. | 11 | 1152.7217
27.12. | 12 | 1140.1006
27.12. | 13 | 1123.2726
27.12. | 14 | 1119.0656
27.12. | 15 | 1123.2726
27.12. | 16 | 1144.3076
27.12. | 17 | 1165.3427
27.12. | 18 | 1182.1708
27.12. | 19 | 1186.3778
27.12. | 20 | 1190.5848
27.12. | 21 | 1194.7918
27.12. | 22 | 1190.5848
27.12. | 23 | 1182.1708
27.12. | 24 | 1156.9287
28.12. | 1 | 1165.3427
28.12. | 2 | 1156.9287
28.12. | 3 | 1156.9287
28.12. | 4 | 1156.9287
28.12. | 5 | 1156.9287
28.12. | 6 | 1156.9287
28.12. | 7 | 1152.7217
28.12. | 8 | 1169.5497
28.12. | 9 | 1177.9638
28.12. | 10 | 1173.7567
28.12. | 11 | 1173.7567
28.12. | 12 | 1161.1357
28.12. | 13 | 1152.7217
28.12. | 14 | 1156.9287
28.12. | 15 | 1156.9287
28.12. | 16 | 1161.1357
28.12. | 17 | 1169.5497
28.12. | 18 | 1186.3778
28.12. | 19 | 1194.7918
28.12. | 20 | 1194.7918
28.12. | 21 | 1203.2058
28.12. | 22 | 1203.2058
28.12. | 23 | 1194.7918
28.12. | 24 | 1177.9638
29.12. | 1 | 1131.6866
29.12. | 2 | 1119.0656
29.12. | 3 | 1110.6515
29.12. | 4 | 1106.4445
29.12. | 5 | 1098.0305
29.12. | 6 | 1102.2375
29.12. | 7 | 1110.6515
29.12. | 8 | 1119.0656
29.12. | 9 | 1114.8586
29.12. | 10 | 1106.4445
29.12. | 11 | 1102.2375
29.12. | 12 | 1060.1674
29.12. | 13 | 1043.3393
29.12. | 14 | 1043.3393
29.12. | 15 | 1047.5463
29.12. | 16 | 1051.7533
29.12. | 17 | 1051.7533
29.12. | 18 | 1089.6165
29.12. | 19 | 1102.2375
29.12. | 20 | 1106.4445
29.12. | 21 | 1106.4445
29.12. | 22 | 1098.0305
29.12. | 23 | 1055.9604
29.12. | 24 | 1013.8902
30.12. | 1 | 963.4061
30.12. | 2 | 959.1991
30.12. | 3 | 959.1991
30.12. | 4 | 950.785
30.12. | 5 | 938.164
30.12. | 6 | 938.164
30.12. | 7 | 942.371
30.12. | 8 | 967.6131
30.12. | 9 | 963.4061
30.12. | 10 | 963.4061
30.12. | 11 | 954.992
30.12. | 12 | 950.785
30.12. | 13 | 950.785
30.12. | 14 | 950.785
30.12. | 15 | 942.371
30.12. | 16 | 942.371
30.12. | 17 | 950.785
30.12. | 18 | 1001.2692
30.12. | 19 | 1022.3043
30.12. | 20 | 1026.5113
30.12. | 21 | 1026.5113
30.12. | 22 | 1026.5113
30.12. | 23 | 1018.0972
30.12. | 24 | 1009.6832
31.12. | 1 | 997.0622
31.12. | 2 | 997.0622
31.12. | 3 | 992.8552
31.12. | 4 | 997.0622
31.12. | 5 | 992.8552
31.12. | 6 | 997.0622
31.12. | 7 | 997.0622
31.12. | 8 | 997.0622
31.12. | 9 | 992.8552
31.12. | 10 | 992.8552
31.12. | 11 | 976.0271
31.12. | 12 | 954.992
31.12. | 13 | 954.992
31.12. | 14 | 954.992
31.12. | 15 | 954.992
31.12. | 16 | 954.992
31.12. | 17 | 959.1991
31.12. | 18 | 980.2341
31.12. | 19 | 1001.2692
31.12. | 20 | 1005.4762
31.12. | 21 | 1013.8902
31.12. | 22 | 1022.3043
31.12. | 23 | 1030.7183
31.12. | 24 | 1026.5113

## Exchanges
ENTSO-E Market Modelling Database: Exchanges with non-ENTSO-E countries
Country:
Market Node: | ES00
Year:
Climate year |  |  | N.B. use convention first January always Monday (2007 calendar year) --> see guidelines for further details
Scenario
name of the non-ENTSOE country: | ESCE
average import capacity from non-ENTSO-E country (MW) (optional): | 0
average export capacity to non-ENTSO-E country (MW) (optional): | -22.9173
name of the non-ENTSOE country: | ESIB
average import capacity from non-ENTSO-E country (MW) (optional): | 0
average export capacity to non-ENTSO-E country (MW) (optional): | -421.8256
name of the non-ENTSOE country: | MA
average import capacity from non-ENTSO-E country (MW) (optional): | 0
average export capacity to non-ENTSO-E country (MW) (optional): | -1520.7846
name of the non-ENTSOE country:
average import capacity from non-ENTSO-E country (MW) (optional):
average export capacity to non-ENTSO-E country (MW) (optional):
name of the non-ENTSOE country:
average import capacity from non-ENTSO-E country (MW) (optional):
average export capacity to non-ENTSO-E country (MW) (optional):
Date | Hour | Total exchanges with all non ENTSO-E countries (MW) (>0 for import)
01.01. | 1 | -2130.936
01.01. | 2 | -2090.089
01.01. | 3 | -2042.995
01.01. | 4 | -2003.629
01.01. | 5 | -1976.586
01.01. | 6 | -1965.631
01.01. | 7 | -1971.125
01.01. | 8 | -1985.193
01.01. | 9 | -1952.726
01.01. | 10 | -1727.391
01.01. | 11 | -1568.24
01.01. | 12 | -1570.177
01.01. | 13 | -1571.902
01.01. | 14 | -1573.49
01.01. | 15 | -1574.324
01.01. | 16 | -1572.316
01.01. | 17 | -1914.402
01.01. | 18 | -2170.46
01.01. | 19 | -2273.237
01.01. | 20 | -2306.669
01.01. | 21 | -2243.464
01.01. | 22 | -2313.441
01.01. | 23 | -2244.586
01.01. | 24 | -2151.831
02.01. | 1 | -2078.295
02.01. | 2 | -2007.146
02.01. | 3 | -1969.221
02.01. | 4 | -1950.888
02.01. | 5 | -1944.563
02.01. | 6 | -1959.203
02.01. | 7 | -2026.588
02.01. | 8 | -2138.437
02.01. | 9 | -2195.355
02.01. | 10 | -2016.344
02.01. | 11 | -1742.737
02.01. | 12 | -1773.171
02.01. | 13 | -1729.674
02.01. | 14 | -1727.984
02.01. | 15 | -1661.674
02.01. | 16 | -1780.068
02.01. | 17 | -2121.239
02.01. | 18 | -2315.27
02.01. | 19 | -2318.067
02.01. | 20 | -2319.532
02.01. | 21 | -2320.047
02.01. | 22 | -2320.526
02.01. | 23 | -2314.736
02.01. | 24 | -2198.851
03.01. | 1 | -2051.839
03.01. | 2 | -1980.469
03.01. | 3 | -1943.224
03.01. | 4 | -1923.087
03.01. | 5 | -1918.013
03.01. | 6 | -1929.809
03.01. | 7 | -1987.581
03.01. | 8 | -2090.749
03.01. | 9 | -2146.389
03.01. | 10 | -2111.585
03.01. | 11 | -2006.8
03.01. | 12 | -1826.974
03.01. | 13 | -1733.329
03.01. | 14 | -1578.932
03.01. | 15 | -1579.009
03.01. | 16 | -1701.982
03.01. | 17 | -2043.738
03.01. | 18 | -2261.347
03.01. | 19 | -2318.321
03.01. | 20 | -2319.842
03.01. | 21 | -2320.153
03.01. | 22 | -2320.405
03.01. | 23 | -2266.559
03.01. | 24 | -2159.269
04.01. | 1 | -2071.857
04.01. | 2 | -1998.008
04.01. | 3 | -1956.631
04.01. | 4 | -1936.335
04.01. | 5 | -1929.404
04.01. | 6 | -1941.379
04.01. | 7 | -1999.763
04.01. | 8 | -2105.302
04.01. | 9 | -2162.46
04.01. | 10 | -1968.467
04.01. | 11 | -1576.356
04.01. | 12 | -1577.047
04.01. | 13 | -1577.826
04.01. | 14 | -1578.785
04.01. | 15 | -1578.509
04.01. | 16 | -1575.871
04.01. | 17 | -2017.23
04.01. | 18 | -2269.193
04.01. | 19 | -2317.518
04.01. | 20 | -2318.769
04.01. | 21 | -2318.906
04.01. | 22 | -2318.928
04.01. | 23 | -2274.754
04.01. | 24 | -2172.794
05.01. | 1 | -2087.768
05.01. | 2 | -2014.348
05.01. | 3 | -1970.048
05.01. | 4 | -1948.948
05.01. | 5 | -1938.106
05.01. | 6 | -1947.254
05.01. | 7 | -1986.681
05.01. | 8 | -2045.454
05.01. | 9 | -2072.236
05.01. | 10 | -1901.284
05.01. | 11 | -1573.177
05.01. | 12 | -1574.7
05.01. | 13 | -1575.827
05.01. | 14 | -1577.113
05.01. | 15 | -1577.793
05.01. | 16 | -1575.827
05.01. | 17 | -2011.939
05.01. | 18 | -2277.067
05.01. | 19 | -2316.829
05.01. | 20 | -2318.283
05.01. | 21 | -2318.51
05.01. | 22 | -2319.037
05.01. | 23 | -2311.577
05.01. | 24 | -2218.637
06.01. | 1 | -2115.34
06.01. | 2 | -2040.831
06.01. | 3 | -1992.927
06.01. | 4 | -1963.656
06.01. | 5 | -1954.935
06.01. | 6 | -1954.27
06.01. | 7 | -1976.765
06.01. | 8 | -2014.755
06.01. | 9 | -2035.595
06.01. | 10 | -1913.068
06.01. | 11 | -1764.179
06.01. | 12 | -1736.216
06.01. | 13 | -1734.212
06.01. | 14 | -1731.09
06.01. | 15 | -1894.821
06.01. | 16 | -2031.595
06.01. | 17 | -2055.689
06.01. | 18 | -2217.583
06.01. | 19 | -2316.568
06.01. | 20 | -2318.469
06.01. | 21 | -2319.225
06.01. | 22 | -2320.026
06.01. | 23 | -2296.602
06.01. | 24 | -2193.31
07.01. | 1 | -2115.34
07.01. | 2 | -2040.831
07.01. | 3 | -1992.927
07.01. | 4 | -1963.656
07.01. | 5 | -1954.935
07.01. | 6 | -1954.27
07.01. | 7 | -1976.765
07.01. | 8 | -2014.755
07.01. | 9 | -2035.595
07.01. | 10 | -1913.068
07.01. | 11 | -1764.179
07.01. | 12 | -1736.216
07.01. | 13 | -1676.62
07.01. | 14 | -1696.915
07.01. | 15 | -1894.821
07.01. | 16 | -2031.595
07.01. | 17 | -2055.689
07.01. | 18 | -2217.583
07.01. | 19 | -2316.568
07.01. | 20 | -2318.469
07.01. | 21 | -2319.225
07.01. | 22 | -2320.026
07.01. | 23 | -2296.602
07.01. | 24 | -2193.31
08.01. | 1 | -2115.78
08.01. | 2 | -2040.014
08.01. | 3 | -1991.305
08.01. | 4 | -1967.889
08.01. | 5 | -1953.814
08.01. | 6 | -1955.915
08.01. | 7 | -1978.369
08.01. | 8 | -2015.641
08.01. | 9 | -2057.534
08.01. | 10 | -2133.046
08.01. | 11 | -2183.161
08.01. | 12 | -2201.067
08.01. | 13 | -2179.657
08.01. | 14 | -2176.992
08.01. | 15 | -2003.613
08.01. | 16 | -2002.04
08.01. | 17 | -2073.088
08.01. | 18 | -2218.412
08.01. | 19 | -2311.197
08.01. | 20 | -2318.736
08.01. | 21 | -2319.499
08.01. | 22 | -2320.307
08.01. | 23 | -2298.373
08.01. | 24 | -2194.757
09.01. | 1 | -2059.724
09.01. | 2 | -1991.006
09.01. | 3 | -1957.812
09.01. | 4 | -1940.193
09.01. | 5 | -1935.84
09.01. | 6 | -1952.687
09.01. | 7 | -2038.109
09.01. | 8 | -2191.721
09.01. | 9 | -2265.627
09.01. | 10 | -2266.78
09.01. | 11 | -2268.983
09.01. | 12 | -2269.621
09.01. | 13 | -2270.581
09.01. | 14 | -2271.519
09.01. | 15 | -2271.547
09.01. | 16 | -2269.23
09.01. | 17 | -2267.928
09.01. | 18 | -2317.863
09.01. | 19 | -2320.592
09.01. | 20 | -2323.034
09.01. | 21 | -2323.896
09.01. | 22 | -2324.206
09.01. | 23 | -2321.755
09.01. | 24 | -2198.639
10.01. | 1 | -2080.785
10.01. | 2 | -1997.768
10.01. | 3 | -1972.249
10.01. | 4 | -1955.252
10.01. | 5 | -1950.298
10.01. | 6 | -1968.057
10.01. | 7 | -2052.954
10.01. | 8 | -2215.341
10.01. | 9 | -2264.008
10.01. | 10 | -2068.563
10.01. | 11 | -1626.983
10.01. | 12 | -1579.584
10.01. | 13 | -1580.415
10.01. | 14 | -1581.297
10.01. | 15 | -1581.313
10.01. | 16 | -1578.688
10.01. | 17 | -2043.277
10.01. | 18 | -2317.299
10.01. | 19 | -2319.928
10.01. | 20 | -2322.149
10.01. | 21 | -2323.422
10.01. | 22 | -2108.889
10.01. | 23 | -2321.421
10.01. | 24 | -2215.077
11.01. | 1 | -2096.708
11.01. | 2 | -2025.175
11.01. | 3 | -1986.716
11.01. | 4 | -1970.948
11.01. | 5 | -1965.189
11.01. | 6 | -1981.435
11.01. | 7 | -2065.774
11.01. | 8 | -2229.571
11.01. | 9 | -2266.642
11.01. | 10 | -2267.392
11.01. | 11 | -2234.189
11.01. | 12 | -1965.412
11.01. | 13 | -1890.642
11.01. | 14 | -1941.761
11.01. | 15 | -1948.305
11.01. | 16 | -1924.567
11.01. | 17 | -2100.395
11.01. | 18 | -2317.978
11.01. | 19 | -2320.766
11.01. | 20 | -2323.318
11.01. | 21 | -2324.157
11.01. | 22 | -2324.408
11.01. | 23 | -2321.861
11.01. | 24 | -2217.027
12.01. | 1 | -2103.025
12.01. | 2 | -2027.975
12.01. | 3 | -1992.873
12.01. | 4 | -1974.187
12.01. | 5 | -1967.332
12.01. | 6 | -1984.577
12.01. | 7 | -2066.358
12.01. | 8 | -2217.703
12.01. | 9 | -2264.629
12.01. | 10 | -2081.905
12.01. | 11 | -1823.606
12.01. | 12 | -1698.332
12.01. | 13 | -1581.44
12.01. | 14 | -1603.42
12.01. | 15 | -1788.156
12.01. | 16 | -1843.457
12.01. | 17 | -2150.017
12.01. | 18 | -2318.103
12.01. | 19 | -2320.708
12.01. | 20 | -2322.74
12.01. | 21 | -2322.995
12.01. | 22 | -2323.04
12.01. | 23 | -2321.132
12.01. | 24 | -2238.77
13.01. | 1 | -2132.957
13.01. | 2 | -2056.059
13.01. | 3 | -2008.393
13.01. | 4 | -1982.413
13.01. | 5 | -1971.18
13.01. | 6 | -1977.224
13.01. | 7 | -2013.696
13.01. | 8 | -2073.896
13.01. | 9 | -2105.964
13.01. | 10 | -1896.689
13.01. | 11 | -1575.669
13.01. | 12 | -1577.382
13.01. | 13 | -1578.485
13.01. | 14 | -1579.976
13.01. | 15 | -1580.627
13.01. | 16 | -1635.622
13.01. | 17 | -1993.244
13.01. | 18 | -2262.622
13.01. | 19 | -2319.182
13.01. | 20 | -2321.364
13.01. | 21 | -2322.094
13.01. | 22 | -2322.599
13.01. | 23 | -2320.393
13.01. | 24 | -2225.932
14.01. | 1 | -2128.554
14.01. | 2 | -2052.245
14.01. | 3 | -2006.17
14.01. | 4 | -1976.171
14.01. | 5 | -1964
14.01. | 6 | -1964.476
14.01. | 7 | -1983.707
14.01. | 8 | -2016.834
14.01. | 9 | -2010.696
14.01. | 10 | -1781.741
14.01. | 11 | -1572.8
14.01. | 12 | -1575.176
14.01. | 13 | -1577.07
14.01. | 14 | -1578.944
14.01. | 15 | -1891.523
14.01. | 16 | -2001.438
14.01. | 17 | -2140.639
14.01. | 18 | -2241.7
14.01. | 19 | -2319.406
14.01. | 20 | -2322.237
14.01. | 21 | -2323.516
14.01. | 22 | -2324.253
14.01. | 23 | -2303.189
14.01. | 24 | -2184.618
15.01. | 1 | -2076.674
15.01. | 2 | -2005.501
15.01. | 3 | -1969.959
15.01. | 4 | -1955.636
15.01. | 5 | -1950.306
15.01. | 6 | -1964.897
15.01. | 7 | -2047.338
15.01. | 8 | -2206.46
15.01. | 9 | -2267.041
15.01. | 10 | -2093.559
15.01. | 11 | -1735.72
15.01. | 12 | -1590.714
15.01. | 13 | -1582.268
15.01. | 14 | -1598.947
15.01. | 15 | -1650.709
15.01. | 16 | -1900.617
15.01. | 17 | -2162.471
15.01. | 18 | -2319.399
15.01. | 19 | -2322.279
15.01. | 20 | -2324.855
15.01. | 21 | -2325.766
15.01. | 22 | -2326.093
15.01. | 23 | -2323.506
15.01. | 24 | -2211.329
16.01. | 1 | -2096.187
16.01. | 2 | -2025.995
16.01. | 3 | -1988.761
16.01. | 4 | -1974.039
16.01. | 5 | -1967.439
16.01. | 6 | -1982.519
16.01. | 7 | -2063.075
16.01. | 8 | -2214.899
16.01. | 9 | -2267.338
16.01. | 10 | -2014.121
16.01. | 11 | -1580.879
16.01. | 12 | -1581.849
16.01. | 13 | -1582.99
16.01. | 14 | -1583.96
16.01. | 15 | -1583.898
16.01. | 16 | -1611.127
16.01. | 17 | -2019.331
16.01. | 18 | -2319.669
16.01. | 19 | -2322.387
16.01. | 20 | -2325.608
16.01. | 21 | -2326.645
16.01. | 22 | -2327.101
16.01. | 23 | -2324.172
16.01. | 24 | -2216.906
17.01. | 1 | -2101.771
17.01. | 2 | -2027.437
17.01. | 3 | -1989.571
17.01. | 4 | -1973.266
17.01. | 5 | -1968.119
17.01. | 6 | -1982.552
17.01. | 7 | -2065.202
17.01. | 8 | -2218.168
17.01. | 9 | -2266.282
17.01. | 10 | -1968.864
17.01. | 11 | -1581.839
17.01. | 12 | -1582.822
17.01. | 13 | -1583.907
17.01. | 14 | -1584.807
17.01. | 15 | -1584.667
17.01. | 16 | -1581.88
17.01. | 17 | -1973.785
17.01. | 18 | -2316.038
17.01. | 19 | -2323.269
17.01. | 20 | -2049.289
17.01. | 21 | -2327.416
17.01. | 22 | -2327.762
17.01. | 23 | -2324.816
17.01. | 24 | -2230.537
18.01. | 1 | -2111.347
18.01. | 2 | -2039.231
18.01. | 3 | -2002.436
18.01. | 4 | -1984.857
18.01. | 5 | -1978.679
18.01. | 6 | -1994.026
18.01. | 7 | -2073.021
18.01. | 8 | -2222.291
18.01. | 9 | -2219.994
18.01. | 10 | -1622.809
18.01. | 11 | -1581.138
18.01. | 12 | -1582.079
18.01. | 13 | -1583.181
18.01. | 14 | -1584.259
18.01. | 15 | -1584.203
18.01. | 16 | -1696.747
18.01. | 17 | -2011.178
18.01. | 18 | -2319.596
18.01. | 19 | -2322.236
18.01. | 20 | -2325.244
18.01. | 21 | -2326.026
18.01. | 22 | -2011.297
18.01. | 23 | -2323.668
18.01. | 24 | -2214.589
19.01. | 1 | -2108.719
19.01. | 2 | -2034.906
19.01. | 3 | -1995.675
19.01. | 4 | -1979.912
19.01. | 5 | -1973.409
19.01. | 6 | -1986.903
19.01. | 7 | -2063.542
19.01. | 8 | -2205.935
19.01. | 9 | -2264.188
19.01. | 10 | -2032.665
19.01. | 11 | -1659.232
19.01. | 12 | -1581.441
19.01. | 13 | -1582.424
19.01. | 14 | -1722.254
19.01. | 15 | -1837.039
19.01. | 16 | -1890.375
19.01. | 17 | -2105.741
19.01. | 18 | -2316.465
19.01. | 19 | -2320.558
19.01. | 20 | -2323.228
19.01. | 21 | -2323.442
19.01. | 22 | -1988.456
19.01. | 23 | -2321.921
19.01. | 24 | -2238.051
20.01. | 1 | -2127.791
20.01. | 2 | -2051.386
20.01. | 3 | -2006.019
20.01. | 4 | -1982.983
20.01. | 5 | -1973.858
20.01. | 6 | -1979.766
20.01. | 7 | -2016.435
20.01. | 8 | -2077.636
20.01. | 9 | -2139.513
20.01. | 10 | -2159.836
20.01. | 11 | -2036.346
20.01. | 12 | -1598.356
20.01. | 13 | -1579.259
20.01. | 14 | -1711.415
20.01. | 15 | -1960.955
20.01. | 16 | -2027.239
20.01. | 17 | -2080.527
20.01. | 18 | -2258.37
20.01. | 19 | -2318.629
20.01. | 20 | -2321.439
20.01. | 21 | -2322.201
20.01. | 22 | -2322.952
20.01. | 23 | -2321.43
20.01. | 24 | -2230.414
21.01. | 1 | -2121.477
21.01. | 2 | -2049.88
21.01. | 3 | -2003.182
21.01. | 4 | -1976.633
21.01. | 5 | -1964.203
21.01. | 6 | -1964.346
21.01. | 7 | -1983.678
21.01. | 8 | -2017.458
21.01. | 9 | -2040.389
21.01. | 10 | -1920.324
21.01. | 11 | -1645.016
21.01. | 12 | -1609.64
21.01. | 13 | -1576.481
21.01. | 14 | -1578.217
21.01. | 15 | -1579.171
21.01. | 16 | -1577.02
21.01. | 17 | -1776.58
21.01. | 18 | -2178.712
21.01. | 19 | -2314.894
21.01. | 20 | -2320.975
21.01. | 21 | -2322.3
21.01. | 22 | -2323.208
21.01. | 23 | -2296.348
21.01. | 24 | -2184.408
22.01. | 1 | -2083.747
22.01. | 2 | -2014.85
22.01. | 3 | -1980.216
22.01. | 4 | -1963.037
22.01. | 5 | -1958.872
22.01. | 6 | -1971.81
22.01. | 7 | -2047.879
22.01. | 8 | -2192.094
22.01. | 9 | -2232.306
22.01. | 10 | -1957.863
22.01. | 11 | -1579.978
22.01. | 12 | -1580.816
22.01. | 13 | -1581.788
22.01. | 14 | -1582.816
22.01. | 15 | -1582.868
22.01. | 16 | -1580.16
22.01. | 17 | -1886.356
22.01. | 18 | -2298.317
22.01. | 19 | -2321.172
22.01. | 20 | -2322.948
22.01. | 21 | -2324.993
22.01. | 22 | -2325.625
22.01. | 23 | -2323.04
22.01. | 24 | -2211.337
23.01. | 1 | -2098.598
23.01. | 2 | -2026.486
23.01. | 3 | -1990.091
23.01. | 4 | -1972.898
23.01. | 5 | -1968.801
23.01. | 6 | -1986.93
23.01. | 7 | -2074.783
23.01. | 8 | -2239.787
23.01. | 9 | -2264.199
23.01. | 10 | -1937.8
23.01. | 11 | -1580.007
23.01. | 12 | -1580.884
23.01. | 13 | -1581.981
23.01. | 14 | -1583.159
23.01. | 15 | -1583.035
23.01. | 16 | -1580.306
23.01. | 17 | -1882.496
23.01. | 18 | -2302.49
23.01. | 19 | -2321.1
23.01. | 20 | -2324.505
23.01. | 21 | -2325.327
23.01. | 22 | -2325.666
23.01. | 23 | -2322.75
23.01. | 24 | -2223.713
24.01. | 1 | -2108.08
24.01. | 2 | -2032.212
24.01. | 3 | -1998.34
24.01. | 4 | -1979.809
24.01. | 5 | -1975.611
24.01. | 6 | -1991.523
24.01. | 7 | -2080.18
24.01. | 8 | -2244.538
24.01. | 9 | -2266.942
24.01. | 10 | -1982.154
24.01. | 11 | -1580.193
24.01. | 12 | -1581.382
24.01. | 13 | -1582.453
24.01. | 14 | -1583.276
24.01. | 15 | -1582.742
24.01. | 16 | -1587.411
24.01. | 17 | -2005.403
24.01. | 18 | -2313.932
24.01. | 19 | -2320.776
24.01. | 20 | -2324.057
24.01. | 21 | -2325.041
24.01. | 22 | -2325.253
24.01. | 23 | -2322.391
24.01. | 24 | -2229.007
25.01. | 1 | -2110.504
25.01. | 2 | -2033.539
25.01. | 3 | -1997.379
25.01. | 4 | -1980.432
25.01. | 5 | -1975.358
25.01. | 6 | -1991.965
25.01. | 7 | -2079.12
25.01. | 8 | -2243.08
25.01. | 9 | -2266.59
25.01. | 10 | -1933.347
25.01. | 11 | -1579.641
25.01. | 12 | -1580.402
25.01. | 13 | -1581.251
25.01. | 14 | -1582.103
25.01. | 15 | -1582.143
25.01. | 16 | -1579.821
25.01. | 17 | -1863.896
25.01. | 18 | -2298.477
25.01. | 19 | -2320.422
25.01. | 20 | -2323.639
25.01. | 21 | -2324.562
25.01. | 22 | -2324.833
25.01. | 23 | -2322.173
25.01. | 24 | -2235.262
26.01. | 1 | -2117.677
26.01. | 2 | -2042.381
26.01. | 3 | -2006.687
26.01. | 4 | -1987.54
26.01. | 5 | -1981.35
26.01. | 6 | -1998.839
26.01. | 7 | -2084.89
26.01. | 8 | -2247.89
26.01. | 9 | -2266.101
26.01. | 10 | -2050.519
26.01. | 11 | -1768.979
26.01. | 12 | -1579.877
26.01. | 13 | -1580.84
26.01. | 14 | -1581.625
26.01. | 15 | -1581.118
26.01. | 16 | -1632.919
26.01. | 17 | -2036.189
26.01. | 18 | -2312.723
26.01. | 19 | -2318.834
26.01. | 20 | -2321.913
26.01. | 21 | -2322.277
26.01. | 22 | -2322.292
26.01. | 23 | -2320.453
26.01. | 24 | -2251.015
27.01. | 1 | -2147.455
27.01. | 2 | -2067.927
27.01. | 3 | -2021.071
27.01. | 4 | -1997.955
27.01. | 5 | -1986.511
27.01. | 6 | -1993.462
27.01. | 7 | -2030.161
27.01. | 8 | -2092.487
27.01. | 9 | -2152.944
27.01. | 10 | -2220.265
27.01. | 11 | -2186.882
27.01. | 12 | -2147.3
27.01. | 13 | -2014.42
27.01. | 14 | -1826.884
27.01. | 15 | -1701.463
27.01. | 16 | -1756.7
27.01. | 17 | -1983.561
27.01. | 18 | -2277.407
27.01. | 19 | -2317.008
27.01. | 20 | -2320.089
27.01. | 21 | -2320.791
27.01. | 22 | -2321.402
27.01. | 23 | -2319.901
27.01. | 24 | -2242.664
28.01. | 1 | -2135.038
28.01. | 2 | -2058.509
28.01. | 3 | -2010.516
28.01. | 4 | -1984.507
28.01. | 5 | -1974.109
28.01. | 6 | -1971.73
28.01. | 7 | -1991.56
28.01. | 8 | -2025.718
28.01. | 9 | -2062.415
28.01. | 10 | -2075.705
28.01. | 11 | -2061.488
28.01. | 12 | -2053.103
28.01. | 13 | -2090.25
28.01. | 14 | -2123.423
28.01. | 15 | -2117.927
28.01. | 16 | -2097.213
28.01. | 17 | -2150.222
28.01. | 18 | -2225.274
28.01. | 19 | -2316.297
28.01. | 20 | -2319.788
28.01. | 21 | -2321.206
28.01. | 22 | -2322.046
28.01. | 23 | -2313.649
28.01. | 24 | -2191.683
29.01. | 1 | -2078.831
29.01. | 2 | -2011.343
29.01. | 3 | -1976.767
29.01. | 4 | -1960.736
29.01. | 5 | -1956.142
29.01. | 6 | -1973.714
29.01. | 7 | -2059.787
29.01. | 8 | -2221.565
29.01. | 9 | -2264.472
29.01. | 10 | -2189.518
29.01. | 11 | -2029.307
29.01. | 12 | -1793.052
29.01. | 13 | -1811.446
29.01. | 14 | -1809.576
29.01. | 15 | -1819.423
29.01. | 16 | -1881.65
29.01. | 17 | -2015.253
29.01. | 18 | -2312.73
29.01. | 19 | -2318.646
29.01. | 20 | -2321.951
29.01. | 21 | -2233.066
29.01. | 22 | -2323.265
29.01. | 23 | -2320.574
29.01. | 24 | -2215.841
30.01. | 1 | -2089.496
30.01. | 2 | -2018.909
30.01. | 3 | -1982.95
30.01. | 4 | -1966.798
30.01. | 5 | -1962.943
30.01. | 6 | -1979.478
30.01. | 7 | -2066.367
30.01. | 8 | -2226.116
30.01. | 9 | -2244.645
30.01. | 10 | -1887.081
30.01. | 11 | -1577.56
30.01. | 12 | -1578.306
30.01. | 13 | -1579.148
30.01. | 14 | -1580.008
30.01. | 15 | -1580.029
30.01. | 16 | -1577.597
30.01. | 17 | -1802.684
30.01. | 18 | -2221.341
30.01. | 19 | -2317.539
30.01. | 20 | -2321.177
30.01. | 21 | -2322.181
30.01. | 22 | -2322.584
30.01. | 23 | -2320.145
30.01. | 24 | -2202.178
31.01. | 1 | -2089.557
31.01. | 2 | -2019.087
31.01. | 3 | -1984.5
31.01. | 4 | -1969.214
31.01. | 5 | -1964.208
31.01. | 6 | -1983.291
31.01. | 7 | -2069.822
31.01. | 8 | -2230.395
31.01. | 9 | -2253.955
31.01. | 10 | -1877.038
31.01. | 11 | -1577.546
31.01. | 12 | -1578.357
31.01. | 13 | -1479.611
31.01. | 14 | -1388.884
31.01. | 15 | -1543.508
31.01. | 16 | -1577.333
31.01. | 17 | -1811.48
31.01. | 18 | -2224.667
31.01. | 19 | -2317.115
31.01. | 20 | -2320.724
31.01. | 21 | -2321.863
31.01. | 22 | -2322.217
31.01. | 23 | -2319.701
31.01. | 24 | -2209.547
01.02. | 1 | -2090.86
01.02. | 2 | -2021.55
01.02. | 3 | -1987.03
01.02. | 4 | -1970.384
01.02. | 5 | -1966.216
01.02. | 6 | -1984.074
01.02. | 7 | -2070.491
01.02. | 8 | -2227.322
01.02. | 9 | -2241.904
01.02. | 10 | -1857.419
01.02. | 11 | -1577.363
01.02. | 12 | -1578.063
01.02. | 13 | -1578.855
01.02. | 14 | -1579.623
01.02. | 15 | -1579.469
01.02. | 16 | -1576.938
01.02. | 17 | -1778.395
01.02. | 18 | -2206.459
01.02. | 19 | -2316.373
01.02. | 20 | -2320.287
01.02. | 21 | -2321.314
01.02. | 22 | -2321.568
01.02. | 23 | -2319.234
01.02. | 24 | -2191.032
02.02. | 1 | -2075.103
02.02. | 2 | -2007.338
02.02. | 3 | -1971.045
02.02. | 4 | -1955.396
02.02. | 5 | -1951.493
02.02. | 6 | -1969.318
02.02. | 7 | -2055.019
02.02. | 8 | -2208.036
02.02. | 9 | -2247.392
02.02. | 10 | -2024.577
02.02. | 11 | -1797.675
02.02. | 12 | -1707.145
02.02. | 13 | -1935.285
02.02. | 14 | -2103.476
02.02. | 15 | -2138.346
02.02. | 16 | -2152.271
02.02. | 17 | -2204.59
02.02. | 18 | -2247.648
02.02. | 19 | -2315.66
02.02. | 20 | -2318.966
02.02. | 21 | -2319.379
02.02. | 22 | -2319.375
02.02. | 23 | -2282.601
02.02. | 24 | -2179.296
03.02. | 1 | -2090.609
03.02. | 2 | -2020.078
03.02. | 3 | -1974.518
03.02. | 4 | -1951.024
03.02. | 5 | -1944.306
03.02. | 6 | -1952.768
03.02. | 7 | -1991.977
03.02. | 8 | -2053.33
03.02. | 9 | -2116.896
03.02. | 10 | -2196.35
03.02. | 11 | -2220.63
03.02. | 12 | -2212.484
03.02. | 13 | -2209.821
03.02. | 14 | -2210.665
03.02. | 15 | -2130.276
03.02. | 16 | -2062.811
03.02. | 17 | -2103.604
03.02. | 18 | -2193.505
03.02. | 19 | -2314.767
03.02. | 20 | -2318.084
03.02. | 21 | -2318.849
03.02. | 22 | -2319.375
03.02. | 23 | -2289.666
03.02. | 24 | -2195.815
04.02. | 1 | -2111.017
04.02. | 2 | -2037.076
04.02. | 3 | -1989.144
04.02. | 4 | -1962.94
04.02. | 5 | -1951.61
04.02. | 6 | -1953.194
04.02. | 7 | -1975.206
04.02. | 8 | -2009.328
04.02. | 9 | -1982.349
04.02. | 10 | -1691.854
04.02. | 11 | -1571.099
04.02. | 12 | -1573.103
04.02. | 13 | -1574.486
04.02. | 14 | -1576.114
04.02. | 15 | -1577.058
04.02. | 16 | -1575.174
04.02. | 17 | -1591.822
04.02. | 18 | -2101.821
04.02. | 19 | -2302.253
04.02. | 20 | -2318.789
04.02. | 21 | -2320.385
04.02. | 22 | -2321.249
04.02. | 23 | -2293.278
04.02. | 24 | -2171.671
05.02. | 1 | -2059.973
05.02. | 2 | -1992.058
05.02. | 3 | -1957.965
05.02. | 4 | -1943.04
05.02. | 5 | -1939.977
05.02. | 6 | -1958.334
05.02. | 7 | -2045.672
05.02. | 8 | -2204.926
05.02. | 9 | -2223.355
05.02. | 10 | -1860.955
05.02. | 11 | -1577.395
05.02. | 12 | -1578.121
05.02. | 13 | -1579.136
05.02. | 14 | -1586.478
05.02. | 15 | -1797.707
05.02. | 16 | -2069.981
05.02. | 17 | -2200.033
05.02. | 18 | -2283.586
05.02. | 19 | -2317.648
05.02. | 20 | -2321.115
05.02. | 21 | -2322.113
05.02. | 22 | -2322.435
05.02. | 23 | -2315.983
05.02. | 24 | -2189.125
06.02. | 1 | -2074.068
06.02. | 2 | -2004.374
06.02. | 3 | -1969.202
06.02. | 4 | -1953.696
06.02. | 5 | -1949.832
06.02. | 6 | -1969.186
06.02. | 7 | -2057.736
06.02. | 8 | -2221.387
06.02. | 9 | -2263.727
06.02. | 10 | -2227.784
06.02. | 11 | -1981.887
06.02. | 12 | -1714.33
06.02. | 13 | -1763.135
06.02. | 14 | -1740.56
06.02. | 15 | -1801.457
06.02. | 16 | -2030.733
06.02. | 17 | -2204.988
06.02. | 18 | -2289.009
06.02. | 19 | -2317.314
06.02. | 20 | -2321.126
06.02. | 21 | -2322.194
06.02. | 22 | -2322.566
06.02. | 23 | -2319.956
06.02. | 24 | -2190.901
07.02. | 1 | -2073.131
07.02. | 2 | -2003.699
07.02. | 3 | -1970.372
07.02. | 4 | -1956.694
07.02. | 5 | -1950.883
07.02. | 6 | -1970.026
07.02. | 7 | -2057.056
07.02. | 8 | -2217.97
07.02. | 9 | -2262.94
07.02. | 10 | -2237.862
07.02. | 11 | -2196.861
07.02. | 12 | -2200.162
07.02. | 13 | -2201.806
07.02. | 14 | -2112.468
07.02. | 15 | -2160.185
07.02. | 16 | -2245.355
07.02. | 17 | -2266.371
07.02. | 18 | -2300.596
07.02. | 19 | -2317.302
07.02. | 20 | -2321.19
07.02. | 21 | -2322.301
07.02. | 22 | -2322.444
07.02. | 23 | -2317.374
07.02. | 24 | -2199.278
08.02. | 1 | -2083.567
08.02. | 2 | -2013.788
08.02. | 3 | -1979.003
08.02. | 4 | -1963.308
08.02. | 5 | -1959.473
08.02. | 6 | -1978.041
08.02. | 7 | -2066.925
08.02. | 8 | -2227.753
08.02. | 9 | -2264.38
08.02. | 10 | -2236.954
08.02. | 11 | -2147.055
08.02. | 12 | -2097.28
08.02. | 13 | -1987.312
08.02. | 14 | -1969.994
08.02. | 15 | -1776.845
08.02. | 16 | -1864.278
08.02. | 17 | -2027.197
08.02. | 18 | -2252.764
08.02. | 19 | -2316.931
08.02. | 20 | -2320.836
08.02. | 21 | -2321.875
08.02. | 22 | -2322.195
08.02. | 23 | -2319.767
08.02. | 24 | -2211.886
09.02. | 1 | -2094.812
09.02. | 2 | -2023.814
09.02. | 3 | -1987.477
09.02. | 4 | -1970.323
09.02. | 5 | -1966.903
09.02. | 6 | -1985.256
09.02. | 7 | -2072.821
09.02. | 8 | -2230.426
09.02. | 9 | -2255.982
09.02. | 10 | -2020.327
09.02. | 11 | -1811.733
09.02. | 12 | -1589.874
09.02. | 13 | -1654.977
09.02. | 14 | -1588.833
09.02. | 15 | -1579.213
09.02. | 16 | -1665.267
09.02. | 17 | -1946.434
09.02. | 18 | -2209.861
09.02. | 19 | -2315.968
09.02. | 20 | -2319.343
09.02. | 21 | -2319.89
09.02. | 22 | -2319.929
09.02. | 23 | -2318.232
09.02. | 24 | -2227.808
10.02. | 1 | -2123.472
10.02. | 2 | -2049.762
10.02. | 3 | -2002.564
10.02. | 4 | -1981.708
10.02. | 5 | -1969.75
10.02. | 6 | -1976.84
10.02. | 7 | -2015.708
10.02. | 8 | -2074.505
10.02. | 9 | -2098.051
10.02. | 10 | -2116.579
10.02. | 11 | -2116.115
10.02. | 12 | -2092.62
10.02. | 13 | -2105.591
10.02. | 14 | -2085.673
10.02. | 15 | -1961.392
10.02. | 16 | -1909.607
10.02. | 17 | -1948.398
10.02. | 18 | -2151.106
10.02. | 19 | -2314.304
10.02. | 20 | -2317.92
10.02. | 21 | -2318.901
10.02. | 22 | -2319.341
10.02. | 23 | -2313.719
10.02. | 24 | -2218.243
11.02. | 1 | -2115.2
11.02. | 2 | -2042.058
11.02. | 3 | -1995.36
11.02. | 4 | -1969.105
11.02. | 5 | -1956.379
11.02. | 6 | -1958.262
11.02. | 7 | -1978.156
11.02. | 8 | -2011.878
11.02. | 9 | -2056.413
11.02. | 10 | -2095.945
11.02. | 11 | -2018.389
11.02. | 12 | -1697.097
11.02. | 13 | -1153.749
11.02. | 14 | -1289.892
11.02. | 15 | -1486.874
11.02. | 16 | -1740.826
11.02. | 17 | -1865.135
11.02. | 18 | -2097.929
11.02. | 19 | -2280.64
11.02. | 20 | -2317.71
11.02. | 21 | -2319.349
11.02. | 22 | -2320.334
11.02. | 23 | -2288.368
11.02. | 24 | -2169.939
12.02. | 1 | -2062.59
12.02. | 2 | -1997.797
12.02. | 3 | -1964.57
12.02. | 4 | -1948.68
12.02. | 5 | -1945.243
12.02. | 6 | -1963.737
12.02. | 7 | -2052.215
12.02. | 8 | -2206.594
12.02. | 9 | -2132.086
12.02. | 10 | -1798.854
12.02. | 11 | -1577.248
12.02. | 12 | -1578.082
12.02. | 13 | -1579.039
12.02. | 14 | -1579.768
12.02. | 15 | -1579.405
12.02. | 16 | -1576.796
12.02. | 17 | -1670.161
12.02. | 18 | -2116.081
12.02. | 19 | -2316.353
12.02. | 20 | -2320.124
12.02. | 21 | -2321.344
12.02. | 22 | -2321.794
12.02. | 23 | -2319.283
12.02. | 24 | -2192.047
13.02. | 1 | -2087.47
13.02. | 2 | -2016.859
13.02. | 3 | -1982.467
13.02. | 4 | -1966.154
13.02. | 5 | -1964.496
13.02. | 6 | -1982.754
13.02. | 7 | -2070.68
13.02. | 8 | -2225.833
13.02. | 9 | -2263.988
13.02. | 10 | -2265.485
13.02. | 11 | -2267.335
13.02. | 12 | -2232.315
13.02. | 13 | -2179.941
13.02. | 14 | -2183
13.02. | 15 | -2213.91
13.02. | 16 | -2225.322
13.02. | 17 | -2262.771
13.02. | 18 | -2308.497
13.02. | 19 | -2316.623
13.02. | 20 | -2320.35
13.02. | 21 | -1927.103
13.02. | 22 | -1688.286
13.02. | 23 | -1106.295
13.02. | 24 | -1189.69
14.02. | 1 | -2087.565
14.02. | 2 | -2016.666
14.02. | 3 | -1981.402
14.02. | 4 | -1966.279
14.02. | 5 | -1961.792
14.02. | 6 | -1980.592
14.02. | 7 | -2071.578
14.02. | 8 | -2224.203
14.02. | 9 | -2137.408
14.02. | 10 | -1690.508
14.02. | 11 | -1577.191
14.02. | 12 | -1577.956
14.02. | 13 | -1578.835
14.02. | 14 | -1579.655
14.02. | 15 | -1579.449
14.02. | 16 | -1755.05
14.02. | 17 | -2084.748
14.02. | 18 | -2238.671
14.02. | 19 | -1265.538
14.02. | 20 | -2246.434
14.02. | 21 | -1496.53
14.02. | 22 | -1182.629
14.02. | 23 | -1597.968
14.02. | 24 | -2197.325
15.02. | 1 | -1942.862
15.02. | 2 | -1585.477
15.02. | 3 | -1982.52
15.02. | 4 | -1968.798
15.02. | 5 | -1963.135
15.02. | 6 | -1979.142
15.02. | 7 | -2066.434
15.02. | 8 | -2218.377
15.02. | 9 | -2252.278
15.02. | 10 | -2157.168
15.02. | 11 | -2034.336
15.02. | 12 | -1653.731
15.02. | 13 | -1450.649
15.02. | 14 | -1142.865
15.02. | 15 | -1198.102
15.02. | 16 | -1845.738
15.02. | 17 | -2021.914
15.02. | 18 | -2038.567
15.02. | 19 | -2315.927
15.02. | 20 | -2072.34
15.02. | 21 | -2124.43
15.02. | 22 | -1794.565
15.02. | 23 | -1285.899
15.02. | 24 | -1808.149
16.02. | 1 | -2075.062
16.02. | 2 | -1996.678
16.02. | 3 | -1763.474
16.02. | 4 | -1651.904
16.02. | 5 | -1863.604
16.02. | 6 | -1956.16
16.02. | 7 | -2057.611
16.02. | 8 | -2202.268
16.02. | 9 | -2129.356
16.02. | 10 | -1707.168
16.02. | 11 | -1576.745
16.02. | 12 | -1489.192
16.02. | 13 | -1044.223
16.02. | 14 | -953.814
16.02. | 15 | -1313.462
16.02. | 16 | -1575.266
16.02. | 17 | -1639.667
16.02. | 18 | -2026.624
16.02. | 19 | -901.664
16.02. | 20 | -1111.727
16.02. | 21 | -1042.638
16.02. | 22 | -889.457
16.02. | 23 | -1557.69
16.02. | 24 | -2190.6
17.02. | 1 | -2100.805
17.02. | 2 | -2031.383
17.02. | 3 | -1989.382
17.02. | 4 | -1969.135
17.02. | 5 | -1960.161
17.02. | 6 | -1967.701
17.02. | 7 | -2007.839
17.02. | 8 | -2062.97
17.02. | 9 | -2063.787
17.02. | 10 | -1953.999
17.02. | 11 | -1728.848
17.02. | 12 | -1621.688
17.02. | 13 | -1575.646
17.02. | 14 | -1576.867
17.02. | 15 | -1577.147
17.02. | 16 | -1757.007
17.02. | 17 | -1851.16
17.02. | 18 | -2041.793
17.02. | 19 | -2278.266
17.02. | 20 | -2316.405
17.02. | 21 | -2317.365
17.02. | 22 | -2317.843
17.02. | 23 | -2274.923
17.02. | 24 | -2184.317
18.02. | 1 | -2109.26
18.02. | 2 | -2038.973
18.02. | 3 | -1994.845
18.02. | 4 | -1970.327
18.02. | 5 | -1960.19
18.02. | 6 | -1962.599
18.02. | 7 | -1984.465
18.02. | 8 | -2014.289
18.02. | 9 | -1996.779
18.02. | 10 | -1739.897
18.02. | 11 | -1570.655
18.02. | 12 | -1572.582
18.02. | 13 | -1573.909
18.02. | 14 | -1575.382
18.02. | 15 | -1575.946
18.02. | 16 | -1574.153
18.02. | 17 | -1773.923
18.02. | 18 | -2109.114
18.02. | 19 | -2277.11
18.02. | 20 | -2317.005
18.02. | 21 | -2318.919
18.02. | 22 | -2319.822
18.02. | 23 | -2095.7
18.02. | 24 | -2168.736
19.02. | 1 | -2068.78
19.02. | 2 | -2002.847
19.02. | 3 | -1970.006
19.02. | 4 | -1954.478
19.02. | 5 | -1951.23
19.02. | 6 | -1969.798
19.02. | 7 | -2056.872
19.02. | 8 | -2208.322
19.02. | 9 | -2223.796
19.02. | 10 | -2077.313
19.02. | 11 | -1995.491
19.02. | 12 | -1922.094
19.02. | 13 | -1718.369
19.02. | 14 | -1920.942
19.02. | 15 | -1965.461
19.02. | 16 | -1921.319
19.02. | 17 | -2017.621
19.02. | 18 | -2223.115
19.02. | 19 | -2316.327
19.02. | 20 | -2320.027
19.02. | 21 | -2321.415
19.02. | 22 | -2321.682
19.02. | 23 | -2318.867
19.02. | 24 | -2199.375
20.02. | 1 | -2059.648
20.02. | 2 | -1995.964
20.02. | 3 | -1964.94
20.02. | 4 | -1949.838
20.02. | 5 | -1947.353
20.02. | 6 | -1965.547
20.02. | 7 | -2052.642
20.02. | 8 | -2199.13
20.02. | 9 | -2223.519
20.02. | 10 | -1848.527
20.02. | 11 | -1576.785
20.02. | 12 | -1300.373
20.02. | 13 | -1127.632
20.02. | 14 | -1195.45
20.02. | 15 | -1429.841
20.02. | 16 | -1576.497
20.02. | 17 | -1822.209
20.02. | 18 | -2083.762
20.02. | 19 | -2315.405
20.02. | 20 | -2319.118
20.02. | 21 | -2320.906
20.02. | 22 | -2321.069
20.02. | 23 | -2293.641
20.02. | 24 | -2164.222
21.02. | 1 | -2058.268
21.02. | 2 | -1994.828
21.02. | 3 | -1963.291
21.02. | 4 | -1948.116
21.02. | 5 | -1945.163
21.02. | 6 | -1965.433
21.02. | 7 | -2052.977
21.02. | 8 | -2200.143
21.02. | 9 | -2239.981
21.02. | 10 | -2107.437
21.02. | 11 | -1852.392
21.02. | 12 | -1577.21
21.02. | 13 | -1799.406
21.02. | 14 | -1789.975
21.02. | 15 | -1765.334
21.02. | 16 | -1839.722
21.02. | 17 | -2004.176
21.02. | 18 | -2208.2
21.02. | 19 | -2315.11
21.02. | 20 | -2318.781
21.02. | 21 | -2320.412
21.02. | 22 | -2320.582
21.02. | 23 | -2296.617
21.02. | 24 | -2167.568
22.02. | 1 | -2061.159
22.02. | 2 | -1997.565
22.02. | 3 | -1964.884
22.02. | 4 | -1950.651
22.02. | 5 | -1947.889
22.02. | 6 | -1966.912
22.02. | 7 | -2054.904
22.02. | 8 | -2199.393
22.02. | 9 | -2262.946
22.02. | 10 | -2254.267
22.02. | 11 | -2156.56
22.02. | 12 | -2056.906
22.02. | 13 | -2082.367
22.02. | 14 | -2110.849
22.02. | 15 | -2107.713
22.02. | 16 | -2116.326
22.02. | 17 | -2127.854
22.02. | 18 | -2224.116
22.02. | 19 | -2315.642
22.02. | 20 | -2319.217
22.02. | 21 | -2320.578
22.02. | 22 | -2320.766
22.02. | 23 | -2299.117
22.02. | 24 | -2172.746
23.02. | 1 | -2070.667
23.02. | 2 | -2005.381
23.02. | 3 | -1971.24
23.02. | 4 | -1955.654
23.02. | 5 | -1952.484
23.02. | 6 | -1970.309
23.02. | 7 | -2055.577
23.02. | 8 | -2197.624
23.02. | 9 | -2257.426
23.02. | 10 | -2216.735
23.02. | 11 | -2099.638
23.02. | 12 | -2045.45
23.02. | 13 | -1938.59
23.02. | 14 | -2036.074
23.02. | 15 | -2039.064
23.02. | 16 | -2096.602
23.02. | 17 | -2133.115
23.02. | 18 | -2229.04
23.02. | 19 | -2312.312
23.02. | 20 | -2318.001
23.02. | 21 | -2319.042
23.02. | 22 | -2318.999
23.02. | 23 | -2296.576
23.02. | 24 | -2190.288
24.02. | 1 | -2093.119
24.02. | 2 | -2024.592
24.02. | 3 | -1984.325
24.02. | 4 | -1963.905
24.02. | 5 | -1956.3
24.02. | 6 | -1965.113
24.02. | 7 | -2004.603
24.02. | 8 | -2056.379
24.02. | 9 | -1963.665
24.02. | 10 | -1728.833
24.02. | 11 | -1573.185
24.02. | 12 | -1574.808
24.02. | 13 | -1575.852
24.02. | 14 | -1740.954
24.02. | 15 | -1821.994
24.02. | 16 | -1919.302
24.02. | 17 | -1972.827
24.02. | 18 | -2098.059
24.02. | 19 | -2268.818
24.02. | 20 | -2316.395
24.02. | 21 | -2317.697
24.02. | 22 | -2318.094
24.02. | 23 | -2283.894
24.02. | 24 | -2190.693
25.02. | 1 | -2100.47
25.02. | 2 | -2031.674
25.02. | 3 | -1988.7
25.02. | 4 | -1964.337
25.02. | 5 | -1953.539
25.02. | 6 | -1957.614
25.02. | 7 | -1979.93
25.02. | 8 | -1998.328
25.02. | 9 | -1800.977
25.02. | 10 | -1567.612
25.02. | 11 | -1570.33
25.02. | 12 | -1502.38
25.02. | 13 | -1350.451
25.02. | 14 | -1471.251
25.02. | 15 | -1576.036
25.02. | 16 | -1573.868
25.02. | 17 | -1723.6
25.02. | 18 | -1970.449
25.02. | 19 | -2222.36
25.02. | 20 | -2316.19
25.02. | 21 | -2318.352
25.02. | 22 | -2257.182
25.02. | 23 | -1682.626
25.02. | 24 | -2152.02
26.02. | 1 | -2048.447
26.02. | 2 | -1987.252
26.02. | 3 | -1958.066
26.02. | 4 | -1941.796
26.02. | 5 | -1939.471
26.02. | 6 | -1958.88
26.02. | 7 | -2046.398
26.02. | 8 | -2184.381
26.02. | 9 | -2055.652
26.02. | 10 | -1702.172
26.02. | 11 | -1576.707
26.02. | 12 | -1577.586
26.02. | 13 | -1578.456
26.02. | 14 | -1579.353
26.02. | 15 | -1579.055
26.02. | 16 | -1576.371
26.02. | 17 | -1009.68
26.02. | 18 | -1938.79
26.02. | 19 | -1067.285
26.02. | 20 | -1379.657
26.02. | 21 | -2320.637
26.02. | 22 | -2080.924
26.02. | 23 | -2299.354
26.02. | 24 | -2166.929
27.02. | 1 | -2085.176
27.02. | 2 | -2017.173
27.02. | 3 | -1981.201
27.02. | 4 | -1966.005
27.02. | 5 | -1961.856
27.02. | 6 | -1979.849
27.02. | 7 | -2057.258
27.02. | 8 | -2168.238
27.02. | 9 | -2017.089
27.02. | 10 | -1490.411
27.02. | 11 | -1116.327
27.02. | 12 | -1577.415
27.02. | 13 | -1578.276
27.02. | 14 | -1579.058
27.02. | 15 | -1579.013
27.02. | 16 | -1576.262
27.02. | 17 | -1667.46
27.02. | 18 | -2126.249
27.02. | 19 | -2291.205
27.02. | 20 | -2318.246
27.02. | 21 | -2320.401
27.02. | 22 | -2320.753
27.02. | 23 | -2316.878
27.02. | 24 | -2196.06
28.02. | 1 | -2077.871
28.02. | 2 | -2013.905
28.02. | 3 | -1979.831
28.02. | 4 | -1963.115
28.02. | 5 | -1958.879
28.02. | 6 | -1976.755
28.02. | 7 | -2055.242
28.02. | 8 | -2180.197
28.02. | 9 | -2250.055
28.02. | 10 | -2250.709
28.02. | 11 | -2214.547
28.02. | 12 | -1910.405
28.02. | 13 | -1619.194
28.02. | 14 | -1568.207
28.02. | 15 | -1791.679
28.02. | 16 | -2155.625
28.02. | 17 | -2214.845
28.02. | 18 | -2256.87
28.02. | 19 | -2314.609
28.02. | 20 | -2318.774
28.02. | 21 | -2320.888
28.02. | 22 | -2321.162
28.02. | 23 | -2317.561
28.02. | 24 | -2185.967
01.03. | 1 | -2075.333
01.03. | 2 | -2010.767
01.03. | 3 | -1978.777
01.03. | 4 | -1962.6
01.03. | 5 | -1959.167
01.03. | 6 | -1979.25
01.03. | 7 | -2066.692
01.03. | 8 | -2206.194
01.03. | 9 | -2263.293
01.03. | 10 | -2264.958
01.03. | 11 | -2266.617
01.03. | 12 | -2097.892
01.03. | 13 | -2060.193
01.03. | 14 | -2112.095
01.03. | 15 | -2029.598
01.03. | 16 | -2022.238
01.03. | 17 | -2093.082
01.03. | 18 | -2148.451
01.03. | 19 | -2315.646
01.03. | 20 | -2318.93
01.03. | 21 | -2320.711
01.03. | 22 | -2124.761
01.03. | 23 | -2318.466
01.03. | 24 | -2189.407
02.03. | 1 | -2078.31
02.03. | 2 | -2013.942
02.03. | 3 | -1979.064
02.03. | 4 | -1962.623
02.03. | 5 | -1958.243
02.03. | 6 | -1977.432
02.03. | 7 | -2055.594
02.03. | 8 | -2167.79
02.03. | 9 | -2137.447
02.03. | 10 | -1769.82
02.03. | 11 | -1576.607
02.03. | 12 | -1577.332
02.03. | 13 | -1578.079
02.03. | 14 | -1578.843
02.03. | 15 | -1578.413
02.03. | 16 | -1575.6
02.03. | 17 | -1778.419
02.03. | 18 | -2105.218
02.03. | 19 | -2296.207
02.03. | 20 | -2317.359
02.03. | 21 | -2318.831
02.03. | 22 | -2318.714
02.03. | 23 | -2298.795
02.03. | 24 | -2195.763
03.03. | 1 | -2098.125
03.03. | 2 | -2029.535
03.03. | 3 | -1989.242
03.03. | 4 | -1970.58
03.03. | 5 | -1965.312
03.03. | 6 | -1968.109
03.03. | 7 | -2010.957
03.03. | 8 | -2038.021
03.03. | 9 | -1856.787
03.03. | 10 | -1697.658
03.03. | 11 | -1845.86
03.03. | 12 | -1853.69
03.03. | 13 | -1575.642
03.03. | 14 | -1774.217
03.03. | 15 | -1942.487
03.03. | 16 | -1996
03.03. | 17 | -2120.162
03.03. | 18 | -2171.126
03.03. | 19 | -2257.237
03.03. | 20 | -2315.853
03.03. | 21 | -2317.366
03.03. | 22 | -2317.855
03.03. | 23 | -2264.881
03.03. | 24 | -2174.228
04.03. | 1 | -2088.458
04.03. | 2 | -2020.102
04.03. | 3 | -1978.664
04.03. | 4 | -1956.553
04.03. | 5 | -1948.771
04.03. | 6 | -1952.966
04.03. | 7 | -1978.045
04.03. | 8 | -1978.515
04.03. | 9 | -1739.676
04.03. | 10 | -1567.694
04.03. | 11 | -1570.607
04.03. | 12 | -1572.661
04.03. | 13 | -1574.119
04.03. | 14 | -1575.641
04.03. | 15 | -1576.285
04.03. | 16 | -1726.516
04.03. | 17 | -1903.508
04.03. | 18 | -2070.105
04.03. | 19 | -2211.867
04.03. | 20 | -2315.883
04.03. | 21 | -2318.601
04.03. | 22 | -2319.413
04.03. | 23 | -2256.293
04.03. | 24 | -2149.894
05.03. | 1 | -2051.247
05.03. | 2 | -1989.128
05.03. | 3 | -1959.748
05.03. | 4 | -1945.332
05.03. | 5 | -1941.754
05.03. | 6 | -1958.488
05.03. | 7 | -2032.487
05.03. | 8 | -2141.937
05.03. | 9 | -2223.241
05.03. | 10 | -2190.523
05.03. | 11 | -2106.727
05.03. | 12 | -1723.783
05.03. | 13 | -1455.192
05.03. | 14 | -1349.424
05.03. | 15 | -1412.753
05.03. | 16 | -1576.643
05.03. | 17 | -1903.622
05.03. | 18 | -2199.405
05.03. | 19 | -2314.504
05.03. | 20 | -2318.699
05.03. | 21 | -2320.657
05.03. | 22 | -2120.812
05.03. | 23 | -2309.265
05.03. | 24 | -2184.428
06.03. | 1 | -2063.07
06.03. | 2 | -1998.661
06.03. | 3 | -1967.178
06.03. | 4 | -1952.603
06.03. | 5 | -1948.41
06.03. | 6 | -1967.9
06.03. | 7 | -2055.31
06.03. | 8 | -2185.232
06.03. | 9 | -2250.344
06.03. | 10 | -2110.946
06.03. | 11 | -1578.273
06.03. | 12 | -1359.533
06.03. | 13 | -970.402
06.03. | 14 | -1019.179
06.03. | 15 | -1437.434
06.03. | 16 | -1872.484
06.03. | 17 | -1965.979
06.03. | 18 | -2096.682
06.03. | 19 | -2297.151
06.03. | 20 | -1995.883
06.03. | 21 | -2320.224
06.03. | 22 | -2320.465
06.03. | 23 | -2297.727
06.03. | 24 | -2168.981
07.03. | 1 | -2061.968
07.03. | 2 | -1996.919
07.03. | 3 | -1965.014
07.03. | 4 | -1950.365
07.03. | 5 | -1944.866
07.03. | 6 | -1967.474
07.03. | 7 | -2051.599
07.03. | 8 | -2166.669
07.03. | 9 | -2035.337
07.03. | 10 | -1602.758
07.03. | 11 | -1576.019
07.03. | 12 | -1576.722
07.03. | 13 | -1577.598
07.03. | 14 | -1578.401
07.03. | 15 | -1578.302
07.03. | 16 | -1575.662
07.03. | 17 | -1673.773
07.03. | 18 | -2049.944
07.03. | 19 | -2287.054
07.03. | 20 | -2317.39
07.03. | 21 | -2319.822
07.03. | 22 | -2215.767
07.03. | 23 | -2288.076
07.03. | 24 | -2162.338
08.03. | 1 | -2058.333
08.03. | 2 | -1986.111
08.03. | 3 | -1955.977
08.03. | 4 | -1941.168
08.03. | 5 | -1938.149
08.03. | 6 | -1956.861
08.03. | 7 | -2044.769
08.03. | 8 | -2148.252
08.03. | 9 | -1888.94
08.03. | 10 | -1573.974
08.03. | 11 | -1527.8
08.03. | 12 | -1277.415
08.03. | 13 | -1172.624
08.03. | 14 | -1290.43
08.03. | 15 | -1485.049
08.03. | 16 | -1575.46
08.03. | 17 | -1574.14
08.03. | 18 | -1867.717
08.03. | 19 | -2259.711
08.03. | 20 | -1620.834
08.03. | 21 | -1612.08
08.03. | 22 | -1307.513
08.03. | 23 | -1520.726
08.03. | 24 | -2149.503
09.03. | 1 | -2041.619
09.03. | 2 | -1982.245
09.03. | 3 | -1950.404
09.03. | 4 | -1934.461
09.03. | 5 | -1932.459
09.03. | 6 | -1949.01
09.03. | 7 | -2032.377
09.03. | 8 | -2155.411
09.03. | 9 | -2162.131
09.03. | 10 | -2021.964
09.03. | 11 | -1934.53
09.03. | 12 | -1997.267
09.03. | 13 | -2043.948
09.03. | 14 | -2055.146
09.03. | 15 | -2062.558
09.03. | 16 | -2070.47
09.03. | 17 | -2113.267
09.03. | 18 | -2190.33
09.03. | 19 | -2267.053
09.03. | 20 | -2316.615
09.03. | 21 | -2318.443
09.03. | 22 | -2318.21
09.03. | 23 | -2258.257
09.03. | 24 | -2157.546
10.03. | 1 | -2069.546
10.03. | 2 | -2005.882
10.03. | 3 | -1967.253
10.03. | 4 | -1947.972
10.03. | 5 | -1943.063
10.03. | 6 | -1949.072
10.03. | 7 | -1988.031
10.03. | 8 | -2018.153
10.03. | 9 | -1998.597
10.03. | 10 | -1950.792
10.03. | 11 | -1836.192
10.03. | 12 | -1679.625
10.03. | 13 | -1323.726
10.03. | 14 | -1060.228
10.03. | 15 | -1105.659
10.03. | 16 | -1279.276
10.03. | 17 | -1663.734
10.03. | 18 | -1964.587
10.03. | 19 | -2186.157
10.03. | 20 | -2314.543
10.03. | 21 | -2316.627
10.03. | 22 | -2316.461
10.03. | 23 | -2232.308
10.03. | 24 | -2144.231
11.03. | 1 | -2090.484
11.03. | 2 | -2022.801
11.03. | 3 | -1981.456
11.03. | 4 | -1958.036
11.03. | 5 | -1947.094
11.03. | 6 | -1950.871
11.03. | 7 | -1914.676
11.03. | 8 | -1659.584
11.03. | 9 | -1805.376
11.03. | 10 | -1126.045
11.03. | 11 | -294.558
11.03. | 12 | -21.87
11.03. | 13 | -31.245
11.03. | 14 | -531.886
11.03. | 15 | -1254.395
11.03. | 16 | -1573.174
11.03. | 17 | -1571.654
11.03. | 18 | -2031.562
11.03. | 19 | -2203.404
11.03. | 20 | -2314.567
11.03. | 21 | -2317.66
11.03. | 22 | -2318.608
11.03. | 23 | -2252.494
11.03. | 24 | -2139.375
12.03. | 1 | -2044.327
12.03. | 2 | -1983.582
12.03. | 3 | -1954.508
12.03. | 4 | -1940.475
12.03. | 5 | -1937.722
12.03. | 6 | -1956.157
12.03. | 7 | -2043.528
12.03. | 8 | -2164.244
12.03. | 9 | -2048.886
12.03. | 10 | -1587.949
12.03. | 11 | -1576.259
12.03. | 12 | -1576.901
12.03. | 13 | -1512.417
12.03. | 14 | -1578.686
12.03. | 15 | -1578.739
12.03. | 16 | -1576.227
12.03. | 17 | -1574.787
12.03. | 18 | -1945.267
12.03. | 19 | -2295.855
12.03. | 20 | -2317.872
12.03. | 21 | -2320.109
12.03. | 22 | -2320.329
12.03. | 23 | -2296.988
12.03. | 24 | -2166.653
13.03. | 1 | -2030.485
13.03. | 2 | -1974.152
13.03. | 3 | -1945.695
13.03. | 4 | -1933.762
13.03. | 5 | -1929.313
13.03. | 6 | -1947.219
13.03. | 7 | -2025.547
13.03. | 8 | -2094.448
13.03. | 9 | -1834.259
13.03. | 10 | -1573.529
13.03. | 11 | -1575.402
13.03. | 12 | -1576.004
13.03. | 13 | -1576.788
13.03. | 14 | -1577.753
13.03. | 15 | -1577.728
13.03. | 16 | -1575.003
13.03. | 17 | -1573.53
13.03. | 18 | -1798.094
13.03. | 19 | -2189.29
13.03. | 20 | -2316.396
13.03. | 21 | -2319.023
13.03. | 22 | -2319.07
13.03. | 23 | -2242.524
13.03. | 24 | -2125.182
14.03. | 1 | -2035.514
14.03. | 2 | -1978.261
14.03. | 3 | -1950.796
14.03. | 4 | -1937.71
14.03. | 5 | -1934.306
14.03. | 6 | -1952.787
14.03. | 7 | -2036.536
14.03. | 8 | -2103.176
14.03. | 9 | -2010.023
14.03. | 10 | -1829.119
14.03. | 11 | -1592.015
14.03. | 12 | -1576.355
14.03. | 13 | -1577.265
14.03. | 14 | -1578.255
14.03. | 15 | -1578.028
14.03. | 16 | -1575.414
14.03. | 17 | -1602.533
14.03. | 18 | -1836.959
14.03. | 19 | -2213.936
14.03. | 20 | -2316.75
14.03. | 21 | -2319.504
14.03. | 22 | -2319.564
14.03. | 23 | -2257.486
14.03. | 24 | -2136.798
15.03. | 1 | -2038.586
15.03. | 2 | -1980.181
15.03. | 3 | -1951.039
15.03. | 4 | -1937.01
15.03. | 5 | -1934.322
15.03. | 6 | -1952.615
15.03. | 7 | -2033.785
15.03. | 8 | -2130.354
15.03. | 9 | -2017.423
15.03. | 10 | -1882.458
15.03. | 11 | -1658.643
15.03. | 12 | -1576.279
15.03. | 13 | -1577.207
15.03. | 14 | -1578.124
15.03. | 15 | -1578.049
15.03. | 16 | -1794.476
15.03. | 17 | -2021.613
15.03. | 18 | -2178.075
15.03. | 19 | -2267.019
15.03. | 20 | -2316.494
15.03. | 21 | -2319.029
15.03. | 22 | -2319.305
15.03. | 23 | -2260.56
15.03. | 24 | -2138.707
16.03. | 1 | -2041.911
16.03. | 2 | -1982.145
16.03. | 3 | -1950.816
16.03. | 4 | -1935.534
16.03. | 5 | -1933.07
16.03. | 6 | -1951.607
16.03. | 7 | -2033.496
16.03. | 8 | -2141.755
16.03. | 9 | -2101.092
16.03. | 10 | -1968.835
16.03. | 11 | -1836.415
16.03. | 12 | -1845.424
16.03. | 13 | -1873.456
16.03. | 14 | -1613.9
16.03. | 15 | -1577.135
16.03. | 16 | -1632.095
16.03. | 17 | -1769.283
16.03. | 18 | -2013.073
16.03. | 19 | -2212.017
16.03. | 20 | -2315.01
16.03. | 21 | -2317.232
16.03. | 22 | -2317.191
16.03. | 23 | -2247.483
16.03. | 24 | -2147.777
17.03. | 1 | -2061.469
17.03. | 2 | -2000.136
17.03. | 3 | -1963.71
17.03. | 4 | -1944.691
17.03. | 5 | -1936.914
17.03. | 6 | -1946.369
17.03. | 7 | -1985.163
17.03. | 8 | -1994.905
17.03. | 9 | -1713.429
17.03. | 10 | -1569.726
17.03. | 11 | -1572.547
17.03. | 12 | -1573.861
17.03. | 13 | -1576.376
17.03. | 14 | -1575.893
17.03. | 15 | -1631.253
17.03. | 16 | -1799.127
17.03. | 17 | -1930.576
17.03. | 18 | -2056.819
17.03. | 19 | -2191.846
17.03. | 20 | -2309.188
17.03. | 21 | -2316.359
17.03. | 22 | -2312.275
17.03. | 23 | -2236.139
17.03. | 24 | -2145.577
18.03. | 1 | -2061.486
18.03. | 2 | -1999.628
18.03. | 3 | -1961.755
18.03. | 4 | -1941.657
18.03. | 5 | -1933.623
18.03. | 6 | -1936.78
18.03. | 7 | -1956.285
18.03. | 8 | -1750.428
18.03. | 9 | -1608.79
18.03. | 10 | -1167.407
18.03. | 11 | -1447.513
18.03. | 12 | -1286.888
18.03. | 13 | -1124.524
18.03. | 14 | -1114.479
18.03. | 15 | -1127.359
18.03. | 16 | -1308.947
18.03. | 17 | -1897.744
18.03. | 18 | -2002.799
18.03. | 19 | -2143.65
18.03. | 20 | -2277.261
18.03. | 21 | -2316.762
18.03. | 22 | -2298.847
18.03. | 23 | -1782.347
18.03. | 24 | -1689.735
19.03. | 1 | -2012.895
19.03. | 2 | -1961.331
19.03. | 3 | -1935.049
19.03. | 4 | -1921.94
19.03. | 5 | -1919.665
19.03. | 6 | -1939.328
19.03. | 7 | -2021.988
19.03. | 8 | -2086.179
19.03. | 9 | -1865.208
19.03. | 10 | -1573.479
19.03. | 11 | -1575.299
19.03. | 12 | -1576.048
19.03. | 13 | -1535.524
19.03. | 14 | -1500.343
19.03. | 15 | -1577.753
19.03. | 16 | -1574.894
19.03. | 17 | -1573.439
19.03. | 18 | -1816.777
19.03. | 19 | -2204.198
19.03. | 20 | -2113.749
19.03. | 21 | -2318.842
19.03. | 22 | -1979.219
19.03. | 23 | -1811.488
19.03. | 24 | -2141.48
20.03. | 1 | -2050.077
20.03. | 2 | -1992.852
20.03. | 3 | -1964.081
20.03. | 4 | -1951.117
20.03. | 5 | -1949.119
20.03. | 6 | -1968.119
20.03. | 7 | -2044.14
20.03. | 8 | -2090.826
20.03. | 9 | -1852.157
20.03. | 10 | -1573.296
20.03. | 11 | -1574.932
20.03. | 12 | -1575.916
20.03. | 13 | -1577.12
20.03. | 14 | -1287.846
20.03. | 15 | -1366.285
20.03. | 16 | -1575.472
20.03. | 17 | -1693.335
20.03. | 18 | -2018.173
20.03. | 19 | -2279.317
20.03. | 20 | -2316.118
20.03. | 21 | -2319.117
20.03. | 22 | -2319.383
20.03. | 23 | -2285.334
20.03. | 24 | -2160.952
21.03. | 1 | -2060.984
21.03. | 2 | -2003.48
21.03. | 3 | -1973.449
21.03. | 4 | -1959.53
21.03. | 5 | -1956.121
21.03. | 6 | -1976.14
21.03. | 7 | -2054.349
21.03. | 8 | -2170.543
21.03. | 9 | -2189.92
21.03. | 10 | -2000.874
21.03. | 11 | -1971.293
21.03. | 12 | -1968.962
21.03. | 13 | -1687.928
21.03. | 14 | -1698.052
21.03. | 15 | -1904.334
21.03. | 16 | -2013.094
21.03. | 17 | -2025.61
21.03. | 18 | -2145.746
21.03. | 19 | -1963.352
21.03. | 20 | -2081.403
21.03. | 21 | -2318.707
21.03. | 22 | -2076.806
21.03. | 23 | -1473.385
21.03. | 24 | -2161.631
22.03. | 1 | -1777.173
22.03. | 2 | -1376.134
22.03. | 3 | -1143.284
22.03. | 4 | -1081.054
22.03. | 5 | -1311.927
22.03. | 6 | -1250.317
22.03. | 7 | -1545.962
22.03. | 8 | -1815.174
22.03. | 9 | -2140.793
22.03. | 10 | -1935.279
22.03. | 11 | -1658.94
22.03. | 12 | -1178.315
22.03. | 13 | -1026.564
22.03. | 14 | -1006.737
22.03. | 15 | -1153.995
22.03. | 16 | -1457.061
22.03. | 17 | -1814.219
22.03. | 18 | -2059.326
22.03. | 19 | -2260.953
22.03. | 20 | -2316.591
22.03. | 21 | -2318.737
22.03. | 22 | -2318.723
22.03. | 23 | -2277.682
22.03. | 24 | -2158.34
23.03. | 1 | -2067.728
23.03. | 2 | -2007.957
23.03. | 3 | -1977.565
23.03. | 4 | -1963.752
23.03. | 5 | -1960.514
23.03. | 6 | -1907.384
23.03. | 7 | -2055.035
23.03. | 8 | -2101.268
23.03. | 9 | -1816.908
23.03. | 10 | -1573.228
23.03. | 11 | -1575.15
23.03. | 12 | -1576.135
23.03. | 13 | -1577.194
23.03. | 14 | -1578.186
23.03. | 15 | -1577.617
23.03. | 16 | -1574.693
23.03. | 17 | -1573.287
23.03. | 18 | -1817.119
23.03. | 19 | -2210.408
23.03. | 20 | -2315.646
23.03. | 21 | -2317.571
23.03. | 22 | -2317.535
23.03. | 23 | -2261.691
23.03. | 24 | -2158.21
24.03. | 1 | -2065.529
24.03. | 2 | -2003.014
24.03. | 3 | -1966.839
24.03. | 4 | -1899.683
24.03. | 5 | -1872.365
24.03. | 6 | -1877.845
24.03. | 7 | -1972.162
24.03. | 8 | -1868.972
24.03. | 9 | -1443.86
24.03. | 10 | -1084.455
24.03. | 11 | -371.971
24.03. | 12 | -586.665
24.03. | 13 | -422.958
24.03. | 14 | -414.647
24.03. | 15 | -878.431
24.03. | 16 | -1137.568
24.03. | 17 | -1256.746
24.03. | 18 | -1757.552
24.03. | 19 | -2161.179
24.03. | 20 | -2311.118
24.03. | 21 | -2316.32
24.03. | 22 | -2284.559
24.03. | 23 | -2239.229
24.03. | 24 | -1489.783
25.03. | 1 | -1906.952
25.03. | 2 | -2002.715
25.03. | 3 | -1966.309
25.03. | 4 | -1944.017
25.03. | 5 | -1932.401
25.03. | 6 | -1935.435
25.03. | 7 | -1952.053
25.03. | 8 | -1521.896
25.03. | 9 | -1981.405
25.03. | 10 | -2021.3
25.03. | 11 | -1875.586
25.03. | 12 | -1478.327
25.03. | 13 | -1447.45
25.03. | 14 | -1642.489
25.03. | 15 | -1806.216
25.03. | 16 | -1809.787
25.03. | 17 | -1871.167
25.03. | 18 | -2012.363
25.03. | 19 | -2148.089
25.03. | 20 | -2277.262
25.03. | 21 | -2316.174
25.03. | 22 | -2309.328
25.03. | 23 | -2220.075
25.03. | 24 | -2119.454
26.03. | 1 | -2021.694
26.03. | 2 | -1966.192
26.03. | 3 | -1937.129
26.03. | 4 | -1922.915
26.03. | 5 | -1919.822
26.03. | 6 | -1938.246
26.03. | 7 | -2010.078
26.03. | 8 | -2058.959
26.03. | 9 | -2061.281
26.03. | 10 | -2062.974
26.03. | 11 | -2016.692
26.03. | 12 | -1955.246
26.03. | 13 | -1966.895
26.03. | 14 | -1962.214
26.03. | 15 | -1959.241
26.03. | 16 | -1932.753
26.03. | 17 | -1997.055
26.03. | 18 | -2099.938
26.03. | 19 | -2113.819
26.03. | 20 | -2116.24
26.03. | 21 | -2119.102
26.03. | 22 | -2119.254
26.03. | 23 | -2116.76
26.03. | 24 | -2113.451
27.03. | 1 | -2033.343
27.03. | 2 | -1974.066
27.03. | 3 | -1942.741
27.03. | 4 | -1928.164
27.03. | 5 | -1923.28
27.03. | 6 | -1935.571
27.03. | 7 | -2005.869
27.03. | 8 | -2007.703
27.03. | 9 | -1720.663
27.03. | 10 | -1571.689
27.03. | 11 | -1573.07
27.03. | 12 | -1574.55
27.03. | 13 | -1575.942
27.03. | 14 | -1576.931
27.03. | 15 | -1577.05
27.03. | 16 | -1574.738
27.03. | 17 | -1573.311
27.03. | 18 | -1770.293
27.03. | 19 | -2138.19
27.03. | 20 | -2264.568
27.03. | 21 | -2315.904
27.03. | 22 | -2318.25
27.03. | 23 | -2249.248
27.03. | 24 | -2165.34
28.03. | 1 | -2037.759
28.03. | 2 | -1979.958
28.03. | 3 | -1949.523
28.03. | 4 | -1935.101
28.03. | 5 | -1930.916
28.03. | 6 | -1946.003
28.03. | 7 | -2016.004
28.03. | 8 | -2024.447
28.03. | 9 | -1726.782
28.03. | 10 | -1572.061
28.03. | 11 | -1574.096
28.03. | 12 | -1575.027
28.03. | 13 | -1575.942
28.03. | 14 | -1577.123
28.03. | 15 | -1577.115
28.03. | 16 | -1574.712
28.03. | 17 | -1578.618
28.03. | 18 | -1895.039
28.03. | 19 | -2183.082
28.03. | 20 | -2302.287
28.03. | 21 | -2316.093
28.03. | 22 | -2317.973
28.03. | 23 | -2258.898
28.03. | 24 | -2113.438
29.03. | 1 | -2046.828
29.03. | 2 | -1985.9
29.03. | 3 | -1954.497
29.03. | 4 | -1938.772
29.03. | 5 | -1934.044
29.03. | 6 | -1950.801
29.03. | 7 | -2018.1
29.03. | 8 | -2004.173
29.03. | 9 | -1701.594
29.03. | 10 | -1571.29
29.03. | 11 | -1573.155
29.03. | 12 | -1574.165
29.03. | 13 | -1315.768
29.03. | 14 | -1250.643
29.03. | 15 | -1438.019
29.03. | 16 | -1574.141
29.03. | 17 | -1572.77
29.03. | 18 | -1795.214
29.03. | 19 | -2162.047
29.03. | 20 | -2305.619
29.03. | 21 | -2315.92
29.03. | 22 | -2317.484
29.03. | 23 | -2264.818
29.03. | 24 | -2149.404
30.03. | 1 | -2054.474
30.03. | 2 | -1994.581
30.03. | 3 | -1960.469
30.03. | 4 | -1944.852
30.03. | 5 | -1942.024
30.03. | 6 | -1959.249
30.03. | 7 | -2029.436
30.03. | 8 | -2024.403
30.03. | 9 | -1743.01
30.03. | 10 | -1571.188
30.03. | 11 | -1573.086
30.03. | 12 | -1574.16
30.03. | 13 | -1266.347
30.03. | 14 | -1350.289
30.03. | 15 | -1372.235
30.03. | 16 | -1573.467
30.03. | 17 | -1573.433
30.03. | 18 | -1941.467
30.03. | 19 | -2180.528
30.03. | 20 | -2304.766
30.03. | 21 | -2314.976
30.03. | 22 | -2315.916
30.03. | 23 | -2259.686
30.03. | 24 | -2161.281
31.03. | 1 | -2067.367
31.03. | 2 | -2005.985
31.03. | 3 | -1968.869
31.03. | 4 | -1948.59
31.03. | 5 | -1918.614
31.03. | 6 | -1879.674
31.03. | 7 | -1945.267
31.03. | 8 | -1820.955
31.03. | 9 | -1435.426
31.03. | 10 | -1136.904
31.03. | 11 | -745.107
31.03. | 12 | -467.814
31.03. | 13 | -929.53
31.03. | 14 | -396.799
31.03. | 15 | -341.729
31.03. | 16 | -523.109
31.03. | 17 | -913.284
31.03. | 18 | -1637.366
31.03. | 19 | -1658.384
31.03. | 20 | -1571.607
31.03. | 21 | -1743.444
31.03. | 22 | -1478.698
31.03. | 23 | -1179.267
31.03. | 24 | -866.364
01.04. | 1 | -1238.45
01.04. | 2 | -1194.344
01.04. | 3 | -1110.169
01.04. | 4 | -1027.754
01.04. | 5 | -1026.668
01.04. | 6 | -1076.904
01.04. | 7 | -883.05
01.04. | 8 | -267.326
01.04. | 9 | 192.938
01.04. | 10 | 730.324
01.04. | 11 | -19.705
01.04. | 12 | -21.318
01.04. | 13 | -22.75
01.04. | 14 | -23.93
01.04. | 15 | -22.476
01.04. | 16 | -20.889
01.04. | 17 | -126.637
01.04. | 18 | -806.868
01.04. | 19 | -1984.44
01.04. | 20 | -2088.573
01.04. | 21 | -2027.657
01.04. | 22 | -1753.347
01.04. | 23 | -1240.908
01.04. | 24 | -762.759
02.04. | 1 | -1969.162
02.04. | 2 | -1936.245
02.04. | 3 | -1919.053
02.04. | 4 | -1915.473
02.04. | 5 | -1929.418
02.04. | 6 | -1992.284
02.04. | 7 | -1957.305
02.04. | 8 | -1646.65
02.04. | 9 | -1572.14
02.04. | 10 | -1573.957
02.04. | 11 | -1574.949
02.04. | 12 | -1576.05
02.04. | 13 | -1577.107
02.04. | 14 | -1577.362
02.04. | 15 | -1575.017
02.04. | 16 | -1573.627
02.04. | 17 | -1802.813
02.04. | 18 | -2108.469
02.04. | 19 | -2232.061
02.04. | 20 | -2316.157
02.04. | 21 | -2315.554
02.04. | 22 | -2243.274
02.04. | 23 | -2130.645
02.04. | 24 | -2038.337
03.04. | 1 | -1991.009
03.04. | 2 | -1958.638
03.04. | 3 | -1944.452
03.04. | 4 | -1938.089
03.04. | 5 | -1954.779
03.04. | 6 | -2020.164
03.04. | 7 | -1983.868
03.04. | 8 | -1823.944
03.04. | 9 | -1640.823
03.04. | 10 | -1573.466
03.04. | 11 | -1574.421
03.04. | 12 | -1575.241
03.04. | 13 | -1541.731
03.04. | 14 | -1489.381
03.04. | 15 | -1468.763
03.04. | 16 | -1581.691
03.04. | 17 | -1951.913
03.04. | 18 | -2197.618
03.04. | 19 | -2292.399
03.04. | 20 | -2315.334
03.04. | 21 | -2317.818
03.04. | 22 | -2279.305
03.04. | 23 | -2158.049
03.04. | 24 | -2033.737
04.04. | 1 | -1973.929
04.04. | 2 | -1944.071
04.04. | 3 | -1931.807
04.04. | 4 | -1927.803
04.04. | 5 | -1940.979
04.04. | 6 | -2004.719
04.04. | 7 | -2018.615
04.04. | 8 | -2011.619
04.04. | 9 | -1833.671
04.04. | 10 | -1340.198
04.04. | 11 | -1048.253
04.04. | 12 | -1554
04.04. | 13 | -1413.985
04.04. | 14 | -1362.215
04.04. | 15 | -1474.891
04.04. | 16 | -1669.709
04.04. | 17 | -1883.092
04.04. | 18 | -2148.794
04.04. | 19 | -2249.013
04.04. | 20 | -2294
04.04. | 21 | -2294
04.04. | 22 | -2248.672
04.04. | 23 | -2103.907
04.04. | 24 | -2039.659
05.04. | 1 | -1979.108
05.04. | 2 | -1947.388
05.04. | 3 | -1643.691
05.04. | 4 | -1926.247
05.04. | 5 | -1941.611
05.04. | 6 | -1898.738
05.04. | 7 | -1971.541
05.04. | 8 | -1675.915
05.04. | 9 | -1464.406
05.04. | 10 | -754.403
05.04. | 11 | -374.109
05.04. | 12 | -604.068
05.04. | 13 | -471.381
05.04. | 14 | -444.778
05.04. | 15 | -495.066
05.04. | 16 | -816.924
05.04. | 17 | -1447.712
05.04. | 18 | -2112.584
05.04. | 19 | -2242.005
05.04. | 20 | -2294
05.04. | 21 | -2294
05.04. | 22 | -2253.097
05.04. | 23 | -1731.849
05.04. | 24 | -1466.265
06.04. | 1 | -1532.691
06.04. | 2 | -1124.027
06.04. | 3 | -935.753
06.04. | 4 | -950.096
06.04. | 5 | -1437.354
06.04. | 6 | -1999.863
06.04. | 7 | -1699.986
06.04. | 8 | -1497.809
06.04. | 9 | -1349.226
06.04. | 10 | -1025.865
06.04. | 11 | -759.111
06.04. | 12 | -1248.579
06.04. | 13 | -1012.062
06.04. | 14 | -1024.106
06.04. | 15 | -1208.903
06.04. | 16 | -1527.538
06.04. | 17 | -1797.513
06.04. | 18 | -2118.836
06.04. | 19 | -2239.625
06.04. | 20 | -2294
06.04. | 21 | -2294
06.04. | 22 | -2234.698
06.04. | 23 | -2141.67
06.04. | 24 | -2062.551
07.04. | 1 | -1999.765
07.04. | 2 | -1961.961
07.04. | 3 | -1942.836
07.04. | 4 | -1933.075
07.04. | 5 | -1940.528
07.04. | 6 | -1963.659
07.04. | 7 | -1878.157
07.04. | 8 | -1656.018
07.04. | 9 | -1554
07.04. | 10 | -1554
07.04. | 11 | -1572.408
07.04. | 12 | -1573.46
07.04. | 13 | -1553.706
07.04. | 14 | -1784.898
07.04. | 15 | -1822.41
07.04. | 16 | -1902.307
07.04. | 17 | -1983.835
07.04. | 18 | -2130.581
07.04. | 19 | -2212.249
07.04. | 20 | -2300.76
07.04. | 21 | -2316.074
07.04. | 22 | -2246.302
07.04. | 23 | -2159.301
07.04. | 24 | -2066.658
08.04. | 1 | -2006.006
08.04. | 2 | -1967.107
08.04. | 3 | -1945.282
08.04. | 4 | -1935.865
08.04. | 5 | -1938.988
08.04. | 6 | -1960.119
08.04. | 7 | -1915.208
08.04. | 8 | -1773.368
08.04. | 9 | -1484.219
08.04. | 10 | -909.042
08.04. | 11 | -712.503
08.04. | 12 | -1095.705
08.04. | 13 | -874.102
08.04. | 14 | -782.318
08.04. | 15 | -804.191
08.04. | 16 | -1020.906
08.04. | 17 | -1630.664
08.04. | 18 | -2062.046
08.04. | 19 | -2157.599
08.04. | 20 | -2000.16
08.04. | 21 | -2069.044
08.04. | 22 | -1918.762
08.04. | 23 | -1590.614
08.04. | 24 | -1256.582
09.04. | 1 | -1985.073
09.04. | 2 | -1952.438
09.04. | 3 | -1938.824
09.04. | 4 | -1933.264
09.04. | 5 | -1947.672
09.04. | 6 | -2013.136
09.04. | 7 | -2073.473
09.04. | 8 | -2125.875
09.04. | 9 | -2085.026
09.04. | 10 | -2057.368
09.04. | 11 | -1989.023
09.04. | 12 | -1679.48
09.04. | 13 | -1577.558
09.04. | 14 | -1577.559
09.04. | 15 | -1575.057
09.04. | 16 | -1573.664
09.04. | 17 | -1811.922
09.04. | 18 | -2147.138
09.04. | 19 | -2274.141
09.04. | 20 | -2316.307
09.04. | 21 | -2318.511
09.04. | 22 | -2276.881
09.04. | 23 | -2154.091
09.04. | 24 | -2054.937
10.04. | 1 | -1977.476
10.04. | 2 | -1947.478
10.04. | 3 | -1933.773
10.04. | 4 | -1931.398
10.04. | 5 | -1946.906
10.04. | 6 | -2009.718
10.04. | 7 | -1946.127
10.04. | 8 | -1661.282
10.04. | 9 | -1572.561
10.04. | 10 | -1036.253
10.04. | 11 | -820.917
10.04. | 12 | -1108.469
10.04. | 13 | -757.075
10.04. | 14 | -586.662
10.04. | 15 | -703.214
10.04. | 16 | -1031.598
10.04. | 17 | -1768.15
10.04. | 18 | -2132.453
10.04. | 19 | -2259.403
10.04. | 20 | -2315.54
10.04. | 21 | -2318.316
10.04. | 22 | -2255.174
10.04. | 23 | -2139.025
10.04. | 24 | -2039.336
11.04. | 1 | -1977.877
11.04. | 2 | -1946.477
11.04. | 3 | -1932.631
11.04. | 4 | -1928.329
11.04. | 5 | -1944.789
11.04. | 6 | -2013.11
11.04. | 7 | -1982.755
11.04. | 8 | -1648.644
11.04. | 9 | -1572.924
11.04. | 10 | -1574.88
11.04. | 11 | -1275.529
11.04. | 12 | -1035.548
11.04. | 13 | -730.994
11.04. | 14 | -727.793
11.04. | 15 | -868.153
11.04. | 16 | -1428.554
11.04. | 17 | -2025.62
11.04. | 18 | -2192.075
11.04. | 19 | -2268.123
11.04. | 20 | -2315.815
11.04. | 21 | -2317.909
11.04. | 22 | -2248.795
11.04. | 23 | -2136.092
11.04. | 24 | -2043.98
12.04. | 1 | -1984.183
12.04. | 2 | -1951.907
12.04. | 3 | -1936.11
12.04. | 4 | -1931.796
12.04. | 5 | -1948.086
12.04. | 6 | -2016.53
12.04. | 7 | -1988.169
12.04. | 8 | -1713.573
12.04. | 9 | -1572.413
12.04. | 10 | -1574.125
12.04. | 11 | -1575.061
12.04. | 12 | -1393.242
12.04. | 13 | -1341.189
12.04. | 14 | -1333.316
12.04. | 15 | -1406.518
12.04. | 16 | -1890.268
12.04. | 17 | -2038.344
12.04. | 18 | -2179.532
12.04. | 19 | -2266.488
12.04. | 20 | -2315.794
12.04. | 21 | -2317.807
12.04. | 22 | -2242.381
12.04. | 23 | -2128.549
12.04. | 24 | -2046.295
13.04. | 1 | -1986.644
13.04. | 2 | -1953.938
13.04. | 3 | -1941.025
13.04. | 4 | -1936.631
13.04. | 5 | -1951.74
13.04. | 6 | -2009.041
13.04. | 7 | -1965.865
13.04. | 8 | -1783.232
13.04. | 9 | -1571.901
13.04. | 10 | -1573.97
13.04. | 11 | -1575.002
13.04. | 12 | -1576.112
13.04. | 13 | -1576.816
13.04. | 14 | -1576.431
13.04. | 15 | -1573.826
13.04. | 16 | -1572.248
13.04. | 17 | -1801.98
13.04. | 18 | -2135.642
13.04. | 19 | -2258.344
13.04. | 20 | -2313.649
13.04. | 21 | -2316.086
13.04. | 22 | -2257.755
13.04. | 23 | -2156.592
13.04. | 24 | -2074.799
14.04. | 1 | -2012.301
14.04. | 2 | -1976.433
14.04. | 3 | -1954.694
14.04. | 4 | -1946.662
14.04. | 5 | -1955.812
14.04. | 6 | -1991.146
14.04. | 7 | -1973.851
14.04. | 8 | -1995.35
14.04. | 9 | -2027.754
14.04. | 10 | -1825.988
14.04. | 11 | -1572.635
14.04. | 12 | -1573.658
14.04. | 13 | -1620.1
14.04. | 14 | -1707.857
14.04. | 15 | -1572.944
14.04. | 16 | -1817.302
14.04. | 17 | -1929.214
14.04. | 18 | -2119.802
14.04. | 19 | -2225.266
14.04. | 20 | -2300.775
14.04. | 21 | -2313.819
14.04. | 22 | -2239.709
14.04. | 23 | -2150.75
14.04. | 24 | -2057.398
15.04. | 1 | -1996.176
15.04. | 2 | -1958.37
15.04. | 3 | -1936.929
15.04. | 4 | -1927.966
15.04. | 5 | -1929.611
15.04. | 6 | -1951.357
15.04. | 7 | -1964.381
15.04. | 8 | -2003.334
15.04. | 9 | -2052.436
15.04. | 10 | -1972.628
15.04. | 11 | -1986.74
15.04. | 12 | -1668.4
15.04. | 13 | -1499.049
15.04. | 14 | -1386.387
15.04. | 15 | -1395.881
15.04. | 16 | -1682.711
15.04. | 17 | -2007.944
15.04. | 18 | -2086.581
15.04. | 19 | -2144.846
15.04. | 20 | -2241.332
15.04. | 21 | -2281.181
15.04. | 22 | -2199.671
15.04. | 23 | -2099.615
15.04. | 24 | -2030.056
16.04. | 1 | -1976.676
16.04. | 2 | -1950.549
16.04. | 3 | -1938.464
16.04. | 4 | -1933.033
16.04. | 5 | -1955.179
16.04. | 6 | -2026.734
16.04. | 7 | -2056.668
16.04. | 8 | -2001.004
16.04. | 9 | -1798.679
16.04. | 10 | -1573.912
16.04. | 11 | -1574.685
16.04. | 12 | -1575.319
16.04. | 13 | -1576.472
16.04. | 14 | -1576.437
16.04. | 15 | -1574.063
16.04. | 16 | -1572.793
16.04. | 17 | -1799.861
16.04. | 18 | -2124.664
16.04. | 19 | -2264.13
16.04. | 20 | -2315.003
16.04. | 21 | -2317.079
16.04. | 22 | -2246.829
16.04. | 23 | -2133.52
16.04. | 24 | -2042.6
17.04. | 1 | -1982.69
17.04. | 2 | -1953.451
17.04. | 3 | -1939.135
17.04. | 4 | -1933.321
17.04. | 5 | -1948.287
17.04. | 6 | -1992.625
17.04. | 7 | -2031.076
17.04. | 8 | -1948.168
17.04. | 9 | -1711.833
17.04. | 10 | -1795.721
17.04. | 11 | -1861.978
17.04. | 12 | -1575.348
17.04. | 13 | -1575.829
17.04. | 14 | -1575.287
17.04. | 15 | -1572.526
17.04. | 16 | -1571.408
17.04. | 17 | -1832.091
17.04. | 18 | -2145.906
17.04. | 19 | -2268.588
17.04. | 20 | -2312.236
17.04. | 21 | -2314.657
17.04. | 22 | -2247.493
17.04. | 23 | -2146.042
17.04. | 24 | -2038.47
18.04. | 1 | -1980.959
18.04. | 2 | -1952.055
18.04. | 3 | -1939.802
18.04. | 4 | -1935
18.04. | 5 | -1948.975
18.04. | 6 | -2000.229
18.04. | 7 | -1912.234
18.04. | 8 | -1633.02
18.04. | 9 | -1570.336
18.04. | 10 | -1573.083
18.04. | 11 | -1574.522
18.04. | 12 | -1575.348
18.04. | 13 | -1575.829
18.04. | 14 | -1575.287
18.04. | 15 | -1572.526
18.04. | 16 | -1571.408
18.04. | 17 | -1801.938
18.04. | 18 | -2141.218
18.04. | 19 | -2267.52
18.04. | 20 | -2312.236
18.04. | 21 | -2314.657
18.04. | 22 | -2247.618
18.04. | 23 | -2146.841
18.04. | 24 | -2068.823
19.04. | 1 | -2000.052
19.04. | 2 | -1961.463
19.04. | 3 | -1942.519
19.04. | 4 | -1935.372
19.04. | 5 | -1944.668
19.04. | 6 | -1961.547
19.04. | 7 | -1811.363
19.04. | 8 | -1563.5
19.04. | 9 | -1565.385
19.04. | 10 | -1567.703
19.04. | 11 | -1569.559
19.04. | 12 | -1570.504
19.04. | 13 | -1571.588
19.04. | 14 | -1571.929
19.04. | 15 | -1570.097
19.04. | 16 | -1568.386
19.04. | 17 | -1756.592
19.04. | 18 | -2088.112
19.04. | 19 | -2232.758
19.04. | 20 | -2293.788
19.04. | 21 | -2302.547
19.04. | 22 | -2219.396
19.04. | 23 | -2131.625
19.04. | 24 | -2059.37
20.04. | 1 | -2002.023
20.04. | 2 | -1967.47
20.04. | 3 | -1948.166
20.04. | 4 | -1940.163
20.04. | 5 | -1946.517
20.04. | 6 | -1942.751
20.04. | 7 | -1779.242
20.04. | 8 | -1564.291
20.04. | 9 | -1565.666
20.04. | 10 | -1567.471
20.04. | 11 | -1569.107
20.04. | 12 | -1570.366
20.04. | 13 | -1571.685
20.04. | 14 | -1572.384
20.04. | 15 | -1570.732
20.04. | 16 | -1569.659
20.04. | 17 | -1738.659
20.04. | 18 | -2051.513
20.04. | 19 | -2193.342
20.04. | 20 | -2255.686
20.04. | 21 | -2277.926
20.04. | 22 | -2204.353
20.04. | 23 | -2123.03
20.04. | 24 | -2070.826
21.04. | 1 | -2015.861
21.04. | 2 | -1981.766
21.04. | 3 | -1964.873
21.04. | 4 | -1958.385
21.04. | 5 | -1971.573
21.04. | 6 | -1981.381
21.04. | 7 | -1834.29
21.04. | 8 | -1565.584
21.04. | 9 | -1567.46
21.04. | 10 | -1569.467
21.04. | 11 | -1570.76
21.04. | 12 | -1571.905
21.04. | 13 | -1573.106
21.04. | 14 | -1573.629
21.04. | 15 | -1572.197
21.04. | 16 | -1571.141
21.04. | 17 | -1764.925
21.04. | 18 | -2101.707
21.04. | 19 | -2247.97
21.04. | 20 | -2306.85
21.04. | 21 | -2315.197
21.04. | 22 | -2231.311
21.04. | 23 | -2144.995
21.04. | 24 | -2059.9
22.04. | 1 | -2003.045
22.04. | 2 | -1968.588
22.04. | 3 | -1948.77
22.04. | 4 | -1940.263
22.04. | 5 | -1945.517
22.04. | 6 | -1938.764
22.04. | 7 | -1760.754
22.04. | 8 | -1564.291
22.04. | 9 | -1565.666
22.04. | 10 | -1567.471
22.04. | 11 | -1569.107
22.04. | 12 | -1570.366
22.04. | 13 | -1571.685
22.04. | 14 | -1572.384
22.04. | 15 | -1570.732
22.04. | 16 | -1569.659
22.04. | 17 | -1765.781
22.04. | 18 | -2059.772
22.04. | 19 | -2192.586
22.04. | 20 | -2255.086
22.04. | 21 | -2278.328
22.04. | 22 | -2204.353
22.04. | 23 | -2121.947
22.04. | 24 | -2025.041
23.04. | 1 | -1971.662
23.04. | 2 | -1942.337
23.04. | 3 | -1927.488
23.04. | 4 | -1923.691
23.04. | 5 | -1938.862
23.04. | 6 | -1967.524
23.04. | 7 | -1868.616
23.04. | 8 | -1642.232
23.04. | 9 | -1572.631
23.04. | 10 | -1574.234
23.04. | 11 | -1575.016
23.04. | 12 | -1575.918
23.04. | 13 | -1576.77
23.04. | 14 | -1576.916
23.04. | 15 | -1574.527
23.04. | 16 | -1573.087
23.04. | 17 | -1779.614
23.04. | 18 | -2080.734
23.04. | 19 | -2224.76
23.04. | 20 | -2304.243
23.04. | 21 | -2318.1
23.04. | 22 | -2227.949
23.04. | 23 | -2118.226
23.04. | 24 | -2030.411
24.04. | 1 | -1976.814
24.04. | 2 | -1949.03
24.04. | 3 | -1935.037
24.04. | 4 | -1931.351
24.04. | 5 | -1947.693
24.04. | 6 | -1979.37
24.04. | 7 | -1883.326
24.04. | 8 | -1642.887
24.04. | 9 | -1572.827
24.04. | 10 | -1574.531
24.04. | 11 | -1575.212
24.04. | 12 | -1576.15
24.04. | 13 | -1577.081
24.04. | 14 | -1577.158
24.04. | 15 | -1574.627
24.04. | 16 | -1583.666
24.04. | 17 | -1847.771
24.04. | 18 | -2112.084
24.04. | 19 | -2241.369
24.04. | 20 | -2312.354
24.04. | 21 | -2316.987
24.04. | 22 | -2227.314
24.04. | 23 | -2119.465
24.04. | 24 | -2036.398
25.04. | 1 | -1982.545
25.04. | 2 | -1952.726
25.04. | 3 | -1939.198
25.04. | 4 | -1935.162
25.04. | 5 | -1950.422
25.04. | 6 | -1978.468
25.04. | 7 | -1883.324
25.04. | 8 | -1643.398
25.04. | 9 | -1572.794
25.04. | 10 | -1574.56
25.04. | 11 | -1575.085
25.04. | 12 | -1576.208
25.04. | 13 | -1577.296
25.04. | 14 | -1577.277
25.04. | 15 | -1651.493
25.04. | 16 | -1827.571
25.04. | 17 | -1966.474
25.04. | 18 | -2113.052
25.04. | 19 | -2113.276
25.04. | 20 | -2114.734
25.04. | 21 | -2117.884
25.04. | 22 | -2116.312
25.04. | 23 | -2113.364
25.04. | 24 | -2036.978
26.04. | 1 | -1983.068
26.04. | 2 | -1954.391
26.04. | 3 | -1939.913
26.04. | 4 | -1936.717
26.04. | 5 | -1949.979
26.04. | 6 | -1989.602
26.04. | 7 | -1979.193
26.04. | 8 | -1936.768
26.04. | 9 | -1712.63
26.04. | 10 | -1574.372
26.04. | 11 | -1575.29
26.04. | 12 | -1569.639
26.04. | 13 | -1577.344
26.04. | 14 | -1743.102
26.04. | 15 | -1788.257
26.04. | 16 | -1938.761
26.04. | 17 | -2004.175
26.04. | 18 | -2113.388
26.04. | 19 | -2113.505
26.04. | 20 | -2114.934
26.04. | 21 | -2117.866
26.04. | 22 | -2116.401
26.04. | 23 | -2111.329
26.04. | 24 | -2046.454
27.04. | 1 | -1990.192
27.04. | 2 | -1959.808
27.04. | 3 | -1945.665
27.04. | 4 | -1941.15
27.04. | 5 | -1956.647
27.04. | 6 | -2008.866
27.04. | 7 | -2007.202
27.04. | 8 | -1944.174
27.04. | 9 | -1908.395
27.04. | 10 | -1760.558
27.04. | 11 | -1656.399
27.04. | 12 | -1615.686
27.04. | 13 | -1655.096
27.04. | 14 | -1697.38
27.04. | 15 | -1844.963
27.04. | 16 | -1863.484
27.04. | 17 | -2016.15
27.04. | 18 | -2112.505
27.04. | 19 | -2112.981
27.04. | 20 | -2114.026
27.04. | 21 | -2116.327
27.04. | 22 | -2115.357
27.04. | 23 | -2113.097
27.04. | 24 | -2065.372
28.04. | 1 | -2008.119
28.04. | 2 | -1972.769
28.04. | 3 | -1954.12
28.04. | 4 | -1947.379
28.04. | 5 | -1957.69
28.04. | 6 | -1959.737
28.04. | 7 | -1787.974
28.04. | 8 | -1566.372
28.04. | 9 | -1568.66
28.04. | 10 | -1571.251
28.04. | 11 | -1572.759
28.04. | 12 | -1573.861
28.04. | 13 | -1575.08
28.04. | 14 | -1575.339
28.04. | 15 | -1573.227
28.04. | 16 | -1571.705
28.04. | 17 | -1737.116
28.04. | 18 | -2067.028
28.04. | 19 | -2111.801
28.04. | 20 | -2113.325
28.04. | 21 | -2115.599
28.04. | 22 | -2114.926
28.04. | 23 | -2112.864
28.04. | 24 | -2056.658
29.04. | 1 | -2000.757
29.04. | 2 | -1964.513
29.04. | 3 | -1944.329
29.04. | 4 | -1935.575
29.04. | 5 | -1939.599
29.04. | 6 | -1918.438
29.04. | 7 | -1736.191
29.04. | 8 | -1565.179
29.04. | 9 | -1566.761
29.04. | 10 | -1569.038
29.04. | 11 | -1570.654
29.04. | 12 | -1571.872
29.04. | 13 | -1573.072
29.04. | 14 | -1573.84
29.04. | 15 | -1571.923
29.04. | 16 | -1570.495
29.04. | 17 | -1681.896
29.04. | 18 | -2006.645
29.04. | 19 | -2110.862
29.04. | 20 | -2112.857
29.04. | 21 | -2116.001
29.04. | 22 | -2115.273
29.04. | 23 | -2102.683
29.04. | 24 | -2019.908
30.04. | 1 | -1968.32
30.04. | 2 | -1939.67
30.04. | 3 | -1926.806
30.04. | 4 | -1924.447
30.04. | 5 | -1941.062
30.04. | 6 | -1980.58
30.04. | 7 | -2019.322
30.04. | 8 | -2039.954
30.04. | 9 | -1954.138
30.04. | 10 | -1634.199
30.04. | 11 | -1575.288
30.04. | 12 | -1576.269
30.04. | 13 | -1577.217
30.04. | 14 | -1577.28
30.04. | 15 | -1574.757
30.04. | 16 | -1573.304
30.04. | 17 | -1738.973
30.04. | 18 | -2087.837
30.04. | 19 | -2113.548
30.04. | 20 | -2115.334
30.04. | 21 | -2117.964
30.04. | 22 | -2116.408
30.04. | 23 | -2113.298
30.04. | 24 | -2031.062
01.05. | 1 | -1982.584
01.05. | 2 | -1951.339
01.05. | 3 | -1936.781
01.05. | 4 | -1932.344
01.05. | 5 | -1944.064
01.05. | 6 | -1956.396
01.05. | 7 | -1802.464
01.05. | 8 | -1569.836
01.05. | 9 | -1571.81
01.05. | 10 | -1573.752
01.05. | 11 | -1574.636
01.05. | 12 | -1284.314
01.05. | 13 | -1298.688
01.05. | 14 | -1328.486
01.05. | 15 | -1574.183
01.05. | 16 | -1739.522
01.05. | 17 | -1921.278
01.05. | 18 | -2073.731
01.05. | 19 | -2113.282
01.05. | 20 | -2114.875
01.05. | 21 | -2116.531
01.05. | 22 | -2115.474
01.05. | 23 | -2113.127
01.05. | 24 | -2053.585
02.05. | 1 | -1999.152
02.05. | 2 | -1965.362
02.05. | 3 | -1947.026
02.05. | 4 | -1940.41
02.05. | 5 | -1945.732
02.05. | 6 | -1953.67
02.05. | 7 | -1943.552
02.05. | 8 | -1868.361
02.05. | 9 | -1659.235
02.05. | 10 | -1569.158
02.05. | 11 | -1570.69
02.05. | 12 | -1571.719
02.05. | 13 | -1628.185
02.05. | 14 | -1573.353
02.05. | 15 | -1571.246
02.05. | 16 | -1570.013
02.05. | 17 | -1742.379
02.05. | 18 | -2009.465
02.05. | 19 | -2110.323
02.05. | 20 | -2112.207
02.05. | 21 | -2115.309
02.05. | 22 | -2114.92
02.05. | 23 | -2110.737
02.05. | 24 | -2036.351
03.05. | 1 | -1981.604
03.05. | 2 | -1952.399
03.05. | 3 | -1939.903
03.05. | 4 | -1935.094
03.05. | 5 | -1950.017
03.05. | 6 | -1978.685
03.05. | 7 | -1834.936
03.05. | 8 | -1577.952
03.05. | 9 | -1572.284
03.05. | 10 | -1574.16
03.05. | 11 | -1574.968
03.05. | 12 | -1575.97
03.05. | 13 | -1576.2
03.05. | 14 | -1576.804
03.05. | 15 | -1574.385
03.05. | 16 | -1572.932
03.05. | 17 | -1735.896
03.05. | 18 | -2111.651
03.05. | 19 | -2113.105
03.05. | 20 | -2114.348
03.05. | 21 | -2117.171
03.05. | 22 | -2116.091
03.05. | 23 | -2113.011
03.05. | 24 | -2068.086
04.05. | 1 | -2014.126
04.05. | 2 | -1981.514
04.05. | 3 | -1966.118
04.05. | 4 | -1962.357
04.05. | 5 | -1980.003
04.05. | 6 | -2007.951
04.05. | 7 | -1894.394
04.05. | 8 | -1602.693
04.05. | 9 | -1573.273
04.05. | 10 | -1575.055
04.05. | 11 | -1575.929
04.05. | 12 | -1576.876
04.05. | 13 | -1577.584
04.05. | 14 | -1577.32
04.05. | 15 | -1574.623
04.05. | 16 | -1572.984
04.05. | 17 | -1847.89
04.05. | 18 | -2112.832
04.05. | 19 | -2112.778
04.05. | 20 | -2113.007
04.05. | 21 | -2115.755
04.05. | 22 | -2115.211
04.05. | 23 | -2113.198
04.05. | 24 | -2070.99
05.05. | 1 | -2014.361
05.05. | 2 | -1980.067
05.05. | 3 | -1960.681
05.05. | 4 | -1954.127
05.05. | 5 | -1962.725
05.05. | 6 | -1988.952
05.05. | 7 | -1975.038
05.05. | 8 | -1988.447
05.05. | 9 | -1942.183
05.05. | 10 | -1910.812
05.05. | 11 | -1882.062
05.05. | 12 | -1896.009
05.05. | 13 | -1930.962
05.05. | 14 | -1953.815
05.05. | 15 | -1952.804
05.05. | 16 | -1978.049
05.05. | 17 | -2100.477
05.05. | 18 | -2110.646
05.05. | 19 | -2110.835
05.05. | 20 | -2111.733
05.05. | 21 | -2114.837
05.05. | 22 | -2114.778
05.05. | 23 | -2112.882
05.05. | 24 | -2052.184
06.05. | 1 | -1994.291
06.05. | 2 | -1957.517
06.05. | 3 | -1937.765
06.05. | 4 | -1928.903
06.05. | 5 | -1929.83
06.05. | 6 | -1940.014
06.05. | 7 | -1947.89
06.05. | 8 | -1994.382
06.05. | 9 | -2033.67
06.05. | 10 | -1865.277
06.05. | 11 | -1673.967
06.05. | 12 | -1047.803
06.05. | 13 | -652.161
06.05. | 14 | -339.735
06.05. | 15 | -446.037
06.05. | 16 | -765.663
06.05. | 17 | -1489.426
06.05. | 18 | -1444.877
06.05. | 19 | -2110.387
06.05. | 20 | -2112.03
06.05. | 21 | -2115.526
06.05. | 22 | -2115.241
06.05. | 23 | -2106.24
06.05. | 24 | -2036.608
07.05. | 1 | -1982.82
07.05. | 2 | -1952.906
07.05. | 3 | -1940.083
07.05. | 4 | -1936.549
07.05. | 5 | -1952.789
07.05. | 6 | -1974.108
07.05. | 7 | -1903.46
07.05. | 8 | -1725.148
07.05. | 9 | -1596.558
07.05. | 10 | -1574.16
07.05. | 11 | -1574.968
07.05. | 12 | -1575.97
07.05. | 13 | -1576.2
07.05. | 14 | -1576.804
07.05. | 15 | -1574.385
07.05. | 16 | -1572.932
07.05. | 17 | -1796.981
07.05. | 18 | -2111.357
07.05. | 19 | -2113.105
07.05. | 20 | -2114.348
07.05. | 21 | -2117.171
07.05. | 22 | -2116.091
07.05. | 23 | -2113.203
07.05. | 24 | -2029.169
08.05. | 1 | -2002.991
08.05. | 2 | -1972.755
08.05. | 3 | -1958.021
08.05. | 4 | -1954.567
08.05. | 5 | -1969.079
08.05. | 6 | -1996.432
08.05. | 7 | -1987.549
08.05. | 8 | -1878.702
08.05. | 9 | -1604.334
08.05. | 10 | -1574.852
08.05. | 11 | -1575.681
08.05. | 12 | -1576.561
08.05. | 13 | -1577.557
08.05. | 14 | -1577.759
08.05. | 15 | -1575.193
08.05. | 16 | -1573.782
08.05. | 17 | -1820.453
08.05. | 18 | -2113.982
08.05. | 19 | -2114.089
08.05. | 20 | -2115.054
08.05. | 21 | -2117.898
08.05. | 22 | -2116.705
08.05. | 23 | -2113.643
08.05. | 24 | -2060.709
09.05. | 1 | -2008.842
09.05. | 2 | -1978.16
09.05. | 3 | -1960.935
09.05. | 4 | -1957.164
09.05. | 5 | -1971.031
09.05. | 6 | -1979.468
09.05. | 7 | -1892.509
09.05. | 8 | -1695.451
09.05. | 9 | -1573.272
09.05. | 10 | -1574.938
09.05. | 11 | -1575.59
09.05. | 12 | -1576.592
09.05. | 13 | -1706.846
09.05. | 14 | -1816.321
09.05. | 15 | -1776.449
09.05. | 16 | -1745.102
09.05. | 17 | -1837.994
09.05. | 18 | -2134.58
09.05. | 19 | -2280.749
09.05. | 20 | -2314.828
09.05. | 21 | -2317.467
09.05. | 22 | -2257.347
09.05. | 23 | -2149.321
09.05. | 24 | -2062.613
10.05. | 1 | -2008.044
10.05. | 2 | -1978.653
10.05. | 3 | -1964.14
10.05. | 4 | -1959.027
10.05. | 5 | -1972.93
10.05. | 6 | -1991.375
10.05. | 7 | -1936.767
10.05. | 8 | -1780.171
10.05. | 9 | -1573.32
10.05. | 10 | -1574.952
10.05. | 11 | -1575.796
10.05. | 12 | -1576.719
10.05. | 13 | -1577.545
10.05. | 14 | -1577.571
10.05. | 15 | -1574.98
10.05. | 16 | -1726.713
10.05. | 17 | -1916.598
10.05. | 18 | -2138.134
10.05. | 19 | -2276.501
10.05. | 20 | -2314.38
10.05. | 21 | -2317.135
10.05. | 22 | -2256.127
10.05. | 23 | -2150.415
10.05. | 24 | -2065.121
11.05. | 1 | -2012.066
11.05. | 2 | -1982.683
11.05. | 3 | -1965.875
11.05. | 4 | -1961.219
11.05. | 5 | -1976.566
11.05. | 6 | -1997.765
11.05. | 7 | -1993.382
11.05. | 8 | -1928.139
11.05. | 9 | -1666.157
11.05. | 10 | -1574.968
11.05. | 11 | -1575.965
11.05. | 12 | -1576.85
11.05. | 13 | -1576.018
11.05. | 14 | -1577.331
11.05. | 15 | -1577.52
11.05. | 16 | -1767.684
11.05. | 17 | -1944.487
11.05. | 18 | -2157.929
11.05. | 19 | -2278.857
11.05. | 20 | -2314.07
11.05. | 21 | -2316.136
11.05. | 22 | -2251.975
11.05. | 23 | -2158.977
11.05. | 24 | -2079.82
12.05. | 1 | -2021.533
12.05. | 2 | -1988.386
12.05. | 3 | -1971.072
12.05. | 4 | -1963.557
12.05. | 5 | -1970.697
12.05. | 6 | -1942.917
12.05. | 7 | -1765.004
12.05. | 8 | -1566.741
12.05. | 9 | -1569.019
12.05. | 10 | -1571.767
12.05. | 11 | -1573.084
12.05. | 12 | -1574.008
12.05. | 13 | -1575.101
12.05. | 14 | -1575.246
12.05. | 15 | -1573.152
12.05. | 16 | -1571.629
12.05. | 17 | -1730.695
12.05. | 18 | -2088.503
12.05. | 19 | -2231.789
12.05. | 20 | -2279.438
12.05. | 21 | -2313.201
12.05. | 22 | -2232.588
12.05. | 23 | -2148.8
12.05. | 24 | -2072.852
13.05. | 1 | -2018.471
13.05. | 2 | -1983.86
13.05. | 3 | -1964.162
13.05. | 4 | -1956.532
13.05. | 5 | -1958.568
13.05. | 6 | -1927.408
13.05. | 7 | -1811.277
13.05. | 8 | -1667.323
13.05. | 9 | -1440.291
13.05. | 10 | -1398.904
13.05. | 11 | -1048.452
13.05. | 12 | -451.172
13.05. | 13 | -443.122
13.05. | 14 | -717.28
13.05. | 15 | -997.507
13.05. | 16 | -1326.608
13.05. | 17 | -1828.957
13.05. | 18 | -2080.98
13.05. | 19 | -2188.315
13.05. | 20 | -2244.352
13.05. | 21 | -2283.654
13.05. | 22 | -2208.42
13.05. | 23 | -2113.878
13.05. | 24 | -2034.233
14.05. | 1 | -1982.458
14.05. | 2 | -1954.428
14.05. | 3 | -1940.329
14.05. | 4 | -1936.097
14.05. | 5 | -1952.358
14.05. | 6 | -1957.817
14.05. | 7 | -1852.381
14.05. | 8 | -1698.21
14.05. | 9 | -1572.865
14.05. | 10 | -1574.686
14.05. | 11 | -1575.578
14.05. | 12 | -1576.567
14.05. | 13 | -1577.451
14.05. | 14 | -1577.482
14.05. | 15 | -1574.89
14.05. | 16 | -1573.463
14.05. | 17 | -1749.593
14.05. | 18 | -2107.077
14.05. | 19 | -2263.708
14.05. | 20 | -2310.934
14.05. | 21 | -2317.633
14.05. | 22 | -2239.408
14.05. | 23 | -2128.982
14.05. | 24 | -2044.584
15.05. | 1 | -2002.236
15.05. | 2 | -1973.582
15.05. | 3 | -1959.058
15.05. | 4 | -1954.491
15.05. | 5 | -1966.414
15.05. | 6 | -1938.037
15.05. | 7 | -1889.538
15.05. | 8 | -1916.645
15.05. | 9 | -1573.25
15.05. | 10 | -1574.812
15.05. | 11 | -1575.814
15.05. | 12 | -1576.824
15.05. | 13 | -1577.775
15.05. | 14 | -1577.702
15.05. | 15 | -1575.083
15.05. | 16 | -1573.659
15.05. | 17 | -1883.334
15.05. | 18 | -2160.159
15.05. | 19 | -2296.771
15.05. | 20 | -2314.492
15.05. | 21 | -2317.255
15.05. | 22 | -2270.235
15.05. | 23 | -2158.872
15.05. | 24 | -2070.415
16.05. | 1 | -2015.902
16.05. | 2 | -1986.782
16.05. | 3 | -1971.769
16.05. | 4 | -1966.749
16.05. | 5 | -1979.807
16.05. | 6 | -1972.997
16.05. | 7 | -1852.923
16.05. | 8 | -1604.881
16.05. | 9 | -1573.249
16.05. | 10 | -1575.234
16.05. | 11 | -1576.151
16.05. | 12 | -1577.057
16.05. | 13 | -1578.05
16.05. | 14 | -1577.939
16.05. | 15 | -1575.303
16.05. | 16 | -1573.745
16.05. | 17 | -1801.088
16.05. | 18 | -2161.631
16.05. | 19 | -2305.609
16.05. | 20 | -2315.081
16.05. | 21 | -2317.462
16.05. | 22 | -2261.716
16.05. | 23 | -2160.36
16.05. | 24 | -2075.288
17.05. | 1 | -2019.944
17.05. | 2 | -1989.131
17.05. | 3 | -1974.442
17.05. | 4 | -1970.82
17.05. | 5 | -1984.715
17.05. | 6 | -1983.037
17.05. | 7 | -1854.707
17.05. | 8 | -1610.725
17.05. | 9 | -1573.252
17.05. | 10 | -1575.141
17.05. | 11 | -1576.078
17.05. | 12 | -1577.094
17.05. | 13 | -1577.956
17.05. | 14 | -1577.862
17.05. | 15 | -1575.287
17.05. | 16 | -1573.892
17.05. | 17 | -1818.057
17.05. | 18 | -2169.863
17.05. | 19 | -2314.322
17.05. | 20 | -2315.019
17.05. | 21 | -2317.221
17.05. | 22 | -2275.818
17.05. | 23 | -2166.721
17.05. | 24 | -2080.067
18.05. | 1 | -2025.17
18.05. | 2 | -1994.034
18.05. | 3 | -1978.174
18.05. | 4 | -1974.068
18.05. | 5 | -1987.353
18.05. | 6 | -1973.122
18.05. | 7 | -1863.221
18.05. | 8 | -1628.927
18.05. | 9 | -1572.618
18.05. | 10 | -1574.549
18.05. | 11 | -1575.514
18.05. | 12 | -1447.298
18.05. | 13 | -1396.902
18.05. | 14 | -1552.358
18.05. | 15 | -1574.372
18.05. | 16 | -1750.132
18.05. | 17 | -1923.413
18.05. | 18 | -2128.251
18.05. | 19 | -2287.358
18.05. | 20 | -2313.63
18.05. | 21 | -2315.605
18.05. | 22 | -2272.286
18.05. | 23 | -2175.161
18.05. | 24 | -2089.089
19.05. | 1 | -2031.864
19.05. | 2 | -1997.209
19.05. | 3 | -1978.422
19.05. | 4 | -1971.293
19.05. | 5 | -1981.272
19.05. | 6 | -1961.207
19.05. | 7 | -1883.353
19.05. | 8 | -1867.263
19.05. | 9 | -1815.011
19.05. | 10 | -1666.745
19.05. | 11 | -1614.503
19.05. | 12 | -1574.067
19.05. | 13 | -1574.999
19.05. | 14 | -1575.043
19.05. | 15 | -1573.088
19.05. | 16 | -1584.381
19.05. | 17 | -1801.272
19.05. | 18 | -2085.105
19.05. | 19 | -2241.839
19.05. | 20 | -2288.889
19.05. | 21 | -2314.582
19.05. | 22 | -2247.732
19.05. | 23 | -2162.51
19.05. | 24 | -2085.648
20.05. | 1 | -2029.941
20.05. | 2 | -1993.912
20.05. | 3 | -1971.867
20.05. | 4 | -1962.494
20.05. | 5 | -1964.514
20.05. | 6 | -1926.209
20.05. | 7 | -1799.843
20.05. | 8 | -1656.062
20.05. | 9 | -1567.044
20.05. | 10 | -1569.351
20.05. | 11 | -1570.883
20.05. | 12 | -1571.977
20.05. | 13 | -1573.221
20.05. | 14 | -1573.815
20.05. | 15 | -1571.987
20.05. | 16 | -1570.571
20.05. | 17 | -1679.318
20.05. | 18 | -2036.388
20.05. | 19 | -2195.06
20.05. | 20 | -2255.484
20.05. | 21 | -2302.433
20.05. | 22 | -2230.468
20.05. | 23 | -2136.898
20.05. | 24 | -2053.285
21.05. | 1 | -2000.539
21.05. | 2 | -1972.843
21.05. | 3 | -1958.42
21.05. | 4 | -1955.632
21.05. | 5 | -1966.772
21.05. | 6 | -1936.579
21.05. | 7 | -1864.832
21.05. | 8 | -1661.443
21.05. | 9 | -1573.331
21.05. | 10 | -1575.134
21.05. | 11 | -1576.08
21.05. | 12 | -1577.024
21.05. | 13 | -1577.958
21.05. | 14 | -1577.922
21.05. | 15 | -1587.374
21.05. | 16 | -1786.381
21.05. | 17 | -1987.289
21.05. | 18 | -2174.457
21.05. | 19 | -2287.281
21.05. | 20 | -2314.628
21.05. | 21 | -2317.364
21.05. | 22 | -2257.12
21.05. | 23 | -2154.199
21.05. | 24 | -2067.28
22.05. | 1 | -2030.551
22.05. | 2 | -2000.036
22.05. | 3 | -1983.677
22.05. | 4 | -1978.879
22.05. | 5 | -1993.596
22.05. | 6 | -2011.086
22.05. | 7 | -2053.446
22.05. | 8 | -2037.632
22.05. | 9 | -1900.35
22.05. | 10 | -1720.593
22.05. | 11 | -1576.177
22.05. | 12 | -1577.085
22.05. | 13 | -1697.475
22.05. | 14 | -1712.771
22.05. | 15 | -1698.078
22.05. | 16 | -1757.997
22.05. | 17 | -1976.44
22.05. | 18 | -2188.313
22.05. | 19 | -2312.994
22.05. | 20 | -2314.299
22.05. | 21 | -2316.852
22.05. | 22 | -2288.848
22.05. | 23 | -2177.995
22.05. | 24 | -2086.086
23.05. | 1 | -2029.247
23.05. | 2 | -1997.142
23.05. | 3 | -1982.684
23.05. | 4 | -1979.599
23.05. | 5 | -1992.265
23.05. | 6 | -1981.341
23.05. | 7 | -1873.68
23.05. | 8 | -1670.467
23.05. | 9 | -1573.222
23.05. | 10 | -1575.112
23.05. | 11 | -1576.106
23.05. | 12 | -1577.04
23.05. | 13 | -1606.706
23.05. | 14 | -1578.087
23.05. | 15 | -1575.395
23.05. | 16 | -1577.676
23.05. | 17 | -1867.718
23.05. | 18 | -2174.221
23.05. | 19 | -2308.632
23.05. | 20 | -2314.633
23.05. | 21 | -2317.015
23.05. | 22 | -2289.87
23.05. | 23 | -2176.994
23.05. | 24 | -2088.746
24.05. | 1 | -2031.156
24.05. | 2 | -1999.946
24.05. | 3 | -1984.237
24.05. | 4 | -1980.073
24.05. | 5 | -1991.26
24.05. | 6 | -1980.058
24.05. | 7 | -1880.163
24.05. | 8 | -1646.843
24.05. | 9 | -1573.361
24.05. | 10 | -1575.397
24.05. | 11 | -1576.197
24.05. | 12 | -1577.214
24.05. | 13 | -1542.109
24.05. | 14 | -1578.163
24.05. | 15 | -1575.553
24.05. | 16 | -1574.132
24.05. | 17 | -1847.08
24.05. | 18 | -2175.892
24.05. | 19 | -2308.388
24.05. | 20 | -2314.798
24.05. | 21 | -2317.205
24.05. | 22 | -2282.895
24.05. | 23 | -2175.017
24.05. | 24 | -2085.133
25.05. | 1 | -2029.277
25.05. | 2 | -1998.039
25.05. | 3 | -1981.723
25.05. | 4 | -1975.966
25.05. | 5 | -1986.504
25.05. | 6 | -1961.113
25.05. | 7 | -1914.595
25.05. | 8 | -1849.246
25.05. | 9 | -1834.788
25.05. | 10 | -1575.181
25.05. | 11 | -1575.964
25.05. | 12 | -1342.356
25.05. | 13 | -1199.847
25.05. | 14 | -1313.953
25.05. | 15 | -1574.908
25.05. | 16 | -1573.535
25.05. | 17 | -1842.495
25.05. | 18 | -2152.895
25.05. | 19 | -2298.885
25.05. | 20 | -2313.923
25.05. | 21 | -2315.495
25.05. | 22 | -2270.061
25.05. | 23 | -2174.679
25.05. | 24 | -2097.972
26.05. | 1 | -2043.383
26.05. | 2 | -2014.993
26.05. | 3 | -1996.31
26.05. | 4 | -1987.299
26.05. | 5 | -1991.689
26.05. | 6 | -1935.505
26.05. | 7 | -1804.018
26.05. | 8 | -1729.58
26.05. | 9 | -1569.57
26.05. | 10 | -1572.412
26.05. | 11 | -1573.667
26.05. | 12 | -1574.667
26.05. | 13 | -1575.734
26.05. | 14 | -1575.852
26.05. | 15 | -1573.891
26.05. | 16 | -1572.332
26.05. | 17 | -1811.083
26.05. | 18 | -2128.074
26.05. | 19 | -2281.251
26.05. | 20 | -2312.921
26.05. | 21 | -2315.172
26.05. | 22 | -2273.218
26.05. | 23 | -2186.571
26.05. | 24 | -2101.731
27.05. | 1 | -2044.291
27.05. | 2 | -2007.728
27.05. | 3 | -1986.775
27.05. | 4 | -1968.56
27.05. | 5 | -1967.749
27.05. | 6 | -1943.003
27.05. | 7 | -1882.974
27.05. | 8 | -1781.436
27.05. | 9 | -1666.466
27.05. | 10 | -1569.651
27.05. | 11 | -1571.11
27.05. | 12 | -1572.241
27.05. | 13 | -1573.563
27.05. | 14 | -1574.181
27.05. | 15 | -1572.241
27.05. | 16 | -1586.322
27.05. | 17 | -1849.785
27.05. | 18 | -2056.402
27.05. | 19 | -2203.382
27.05. | 20 | -2269.014
27.05. | 21 | -2310.276
27.05. | 22 | -2240.399
27.05. | 23 | -2145.177
27.05. | 24 | -2058.959
28.05. | 1 | -2003.741
28.05. | 2 | -1975.266
28.05. | 3 | -1960.859
28.05. | 4 | -1956.879
28.05. | 5 | -1967.43
28.05. | 6 | -1994.702
28.05. | 7 | -2002.128
28.05. | 8 | -1972.312
28.05. | 9 | -1973.856
28.05. | 10 | -1942.678
28.05. | 11 | -1913.245
28.05. | 12 | -1792.898
28.05. | 13 | -1519.736
28.05. | 14 | -1577.892
28.05. | 15 | -1575.254
28.05. | 16 | -1604.698
28.05. | 17 | -1870.661
28.05. | 18 | -2154.462
28.05. | 19 | -2306.7
28.05. | 20 | -2314.427
28.05. | 21 | -2316.875
28.05. | 22 | -2273.288
28.05. | 23 | -2164.627
28.05. | 24 | -2070.714
29.05. | 1 | -2033.622
29.05. | 2 | -2000.436
29.05. | 3 | -1984.443
29.05. | 4 | -1979.902
29.05. | 5 | -1992.943
29.05. | 6 | -1985.994
29.05. | 7 | -1973.855
29.05. | 8 | -1932.171
29.05. | 9 | -1897.494
29.05. | 10 | -1910.18
29.05. | 11 | -1691.52
29.05. | 12 | -1456.341
29.05. | 13 | -1384.731
29.05. | 14 | -1578.156
29.05. | 15 | -1575.481
29.05. | 16 | -1759.276
29.05. | 17 | -2039.506
29.05. | 18 | -2225.8
29.05. | 19 | -2314.598
29.05. | 20 | -2314.934
29.05. | 21 | -2317.001
29.05. | 22 | -2295.419
29.05. | 23 | -2181.672
29.05. | 24 | -2090.451
30.05. | 1 | -2033.597
30.05. | 2 | -2001.621
30.05. | 3 | -1986.723
30.05. | 4 | -1979.304
30.05. | 5 | -1991.64
30.05. | 6 | -1974.42
30.05. | 7 | -1889.511
30.05. | 8 | -1693.871
30.05. | 9 | -1573.877
30.05. | 10 | -1575.914
30.05. | 11 | -1576.759
30.05. | 12 | -1553.086
30.05. | 13 | -1540.227
30.05. | 14 | -1578.561
30.05. | 15 | -1640.904
30.05. | 16 | -1739.06
30.05. | 17 | -1950.536
30.05. | 18 | -2207.362
30.05. | 19 | -2313.33
30.05. | 20 | -2315.031
30.05. | 21 | -2317.079
30.05. | 22 | -2296.886
30.05. | 23 | -2185.204
30.05. | 24 | -2091.763
31.05. | 1 | -2035.849
31.05. | 2 | -2001.87
31.05. | 3 | -1985.377
31.05. | 4 | -1980.741
31.05. | 5 | -1988.204
31.05. | 6 | -1969.122
31.05. | 7 | -1875.11
31.05. | 8 | -1710.672
31.05. | 9 | -1573.813
31.05. | 10 | -1575.787
31.05. | 11 | -1576.655
31.05. | 12 | -1577.42
31.05. | 13 | -1578.501
31.05. | 14 | -1578.303
31.05. | 15 | -1575.721
31.05. | 16 | -1574.37
31.05. | 17 | -1883.507
31.05. | 18 | -2189.74
31.05. | 19 | -2314.594
31.05. | 20 | -2314.934
31.05. | 21 | -2316.992
31.05. | 22 | -2307.182
31.05. | 23 | -2192.197
31.05. | 24 | -2098.957
01.06. | 1 | -2037.435
01.06. | 2 | -2006.87
01.06. | 3 | -1991.423
01.06. | 4 | -1983.825
01.06. | 5 | -1995.892
01.06. | 6 | -1979.388
01.06. | 7 | -1877.045
01.06. | 8 | -1645.957
01.06. | 9 | -1573.438
01.06. | 10 | -1575.53
01.06. | 11 | -1576.859
01.06. | 12 | -1577.528
01.06. | 13 | -1556.61
01.06. | 14 | -1577.922
01.06. | 15 | -1575.686
01.06. | 16 | -1573.808
01.06. | 17 | -1885.246
01.06. | 18 | -2179.585
01.06. | 19 | -2313.855
01.06. | 20 | -2313.862
01.06. | 21 | -2315.498
01.06. | 22 | -2296.095
01.06. | 23 | -2201.148
01.06. | 24 | -2111.698
02.06. | 1 | -2050.818
02.06. | 2 | -2015.922
02.06. | 3 | -1997.047
02.06. | 4 | -1983.428
02.06. | 5 | -1989.027
02.06. | 6 | -1951.716
02.06. | 7 | -1782.985
02.06. | 8 | -1567.321
02.06. | 9 | -1569.818
02.06. | 10 | -1572.745
02.06. | 11 | -1574.137
02.06. | 12 | -1575.024
02.06. | 13 | -1576.192
02.06. | 14 | -1576.307
02.06. | 15 | -1574.139
02.06. | 16 | -1586.384
02.06. | 17 | -1824.791
02.06. | 18 | -2133.218
02.06. | 19 | -2285.558
02.06. | 20 | -2310.589
02.06. | 21 | -2315.068
02.06. | 22 | -2276.714
02.06. | 23 | -2190.711
02.06. | 24 | -2107.391
03.06. | 1 | -2048.248
03.06. | 2 | -2009.935
03.06. | 3 | -1989.196
03.06. | 4 | -1976.935
03.06. | 5 | -1976.893
03.06. | 6 | -1922.005
03.06. | 7 | -1843.218
03.06. | 8 | -1893.662
03.06. | 9 | -1921.597
03.06. | 10 | -1811.433
03.06. | 11 | -1701.228
03.06. | 12 | -1183.229
03.06. | 13 | -1016.718
03.06. | 14 | -1109.057
03.06. | 15 | -1431.101
03.06. | 16 | -1571.087
03.06. | 17 | -1763.184
03.06. | 18 | -2048.008
03.06. | 19 | -2210.155
03.06. | 20 | -2283.005
03.06. | 21 | -2310.554
03.06. | 22 | -2260.084
03.06. | 23 | -2162.591
03.06. | 24 | -2080.38
04.06. | 1 | -2027.238
04.06. | 2 | -1993.603
04.06. | 3 | -1979.283
04.06. | 4 | -1971.115
04.06. | 5 | -1983.402
04.06. | 6 | -2022.342
04.06. | 7 | -2046.081
04.06. | 8 | -2017.449
04.06. | 9 | -2010.182
04.06. | 10 | -2077.821
04.06. | 11 | -1340.324
04.06. | 12 | -1091.072
04.06. | 13 | -1098.122
04.06. | 14 | -1079.225
04.06. | 15 | -1462.062
04.06. | 16 | -1806.34
04.06. | 17 | -2050.171
04.06. | 18 | -2193.066
04.06. | 19 | -2314.246
04.06. | 20 | -2314.617
04.06. | 21 | -2316.78
04.06. | 22 | -2289.472
04.06. | 23 | -2178.226
04.06. | 24 | -2090.367
05.06. | 1 | -2054.082
05.06. | 2 | -2022.183
05.06. | 3 | -2005.812
05.06. | 4 | -1995.266
05.06. | 5 | -2004.895
05.06. | 6 | -1992.957
05.06. | 7 | -1898.626
05.06. | 8 | -1676.874
05.06. | 9 | -1574.015
05.06. | 10 | -1576.005
05.06. | 11 | -1576.868
05.06. | 12 | -1577.866
05.06. | 13 | -1579.078
05.06. | 14 | -1578.651
05.06. | 15 | -1576.053
05.06. | 16 | -1574.92
05.06. | 17 | -1904.099
05.06. | 18 | -2224.988
05.06. | 19 | -2315.717
05.06. | 20 | -2315.932
05.06. | 21 | -2317.623
05.06. | 22 | -2317.76
05.06. | 23 | -2217.262
05.06. | 24 | -2126.176
06.06. | 1 | -2064.854
06.06. | 2 | -2030.255
06.06. | 3 | -2010.445
06.06. | 4 | -1999.515
06.06. | 5 | -2008.469
06.06. | 6 | -1990.182
06.06. | 7 | -1900.803
06.06. | 8 | -1755.498
06.06. | 9 | -1575.428
06.06. | 10 | -1576.104
06.06. | 11 | -1577.002
06.06. | 12 | -1577.953
06.06. | 13 | -1682.847
06.06. | 14 | -1763.239
06.06. | 15 | -1840.248
06.06. | 16 | -2111.407
06.06. | 17 | -2223.152
06.06. | 18 | -2253.806
06.06. | 19 | -2315.136
06.06. | 20 | -2315.316
06.06. | 21 | -2317.045
06.06. | 22 | -2313.149
06.06. | 23 | -2221.419
06.06. | 24 | -2124.543
07.06. | 1 | -2063.584
07.06. | 2 | -2029.758
07.06. | 3 | -2011.29
07.06. | 4 | -2002.8
07.06. | 5 | -2013.712
07.06. | 6 | -1998.747
07.06. | 7 | -1932.263
07.06. | 8 | -1859.478
07.06. | 9 | -1765.225
07.06. | 10 | -1606.631
07.06. | 11 | -1577.425
07.06. | 12 | -1578.406
07.06. | 13 | -1579.576
07.06. | 14 | -1579.088
07.06. | 15 | -1576.365
07.06. | 16 | -1765.705
07.06. | 17 | -2058.607
07.06. | 18 | -2277.461
07.06. | 19 | -2315.174
07.06. | 20 | -2315.375
07.06. | 21 | -2317.085
07.06. | 22 | -2317.312
07.06. | 23 | -2226.054
07.06. | 24 | -2129.245
08.06. | 1 | -2066.135
08.06. | 2 | -2028.352
08.06. | 3 | -2010.616
08.06. | 4 | -2004.051
08.06. | 5 | -2016.53
08.06. | 6 | -2042.491
08.06. | 7 | -2057.391
08.06. | 8 | -1946.028
08.06. | 9 | -1863.308
08.06. | 10 | -1799.649
08.06. | 11 | -1669.386
08.06. | 12 | -1690.242
08.06. | 13 | -1603.247
08.06. | 14 | -1578.662
08.06. | 15 | -1575.844
08.06. | 16 | -1611.931
08.06. | 17 | -1923.398
08.06. | 18 | -2232.776
08.06. | 19 | -2314.323
08.06. | 20 | -2314.264
08.06. | 21 | -2315.43
08.06. | 22 | -2316.087
08.06. | 23 | -2230.344
08.06. | 24 | -2144.86
09.06. | 1 | -2081.882
09.06. | 2 | -2041.404
09.06. | 3 | -2019.176
09.06. | 4 | -2009.403
09.06. | 5 | -2012.784
09.06. | 6 | -1978.365
09.06. | 7 | -1809.961
09.06. | 8 | -1567.755
09.06. | 9 | -1570.257
09.06. | 10 | -1573.12
09.06. | 11 | -1574.465
09.06. | 12 | -1575.379
09.06. | 13 | -1576.492
09.06. | 14 | -1576.562
09.06. | 15 | -1574.397
09.06. | 16 | -1572.888
09.06. | 17 | -1902.652
09.06. | 18 | -2206.187
09.06. | 19 | -2312.619
09.06. | 20 | -2313.085
09.06. | 21 | -2315.064
09.06. | 22 | -2315.471
09.06. | 23 | -2226.426
09.06. | 24 | -2136.001
10.06. | 1 | -2070.444
10.06. | 2 | -2031.369
10.06. | 3 | -2008.139
10.06. | 4 | -2000.189
10.06. | 5 | -1995.573
10.06. | 6 | -1940.729
10.06. | 7 | -1754.948
10.06. | 8 | -1566.18
10.06. | 9 | -1567.993
10.06. | 10 | -1620.897
10.06. | 11 | -1571.816
10.06. | 12 | -1544.761
10.06. | 13 | -1437.294
10.06. | 14 | -1574.721
10.06. | 15 | -1573.039
10.06. | 16 | -1571.589
10.06. | 17 | -1773.63
10.06. | 18 | -2097.649
10.06. | 19 | -2264.885
10.06. | 20 | -2311.774
10.06. | 21 | -2315.132
10.06. | 22 | -2294.62
10.06. | 23 | -2195.269
10.06. | 24 | -2103.864
11.06. | 1 | -2044.359
11.06. | 2 | -2012.131
11.06. | 3 | -1992.529
11.06. | 4 | -1984.41
11.06. | 5 | -1999.932
11.06. | 6 | -2015.394
11.06. | 7 | -2066.082
11.06. | 8 | -2062.63
11.06. | 9 | -2022.153
11.06. | 10 | -1906.216
11.06. | 11 | -1943.741
11.06. | 12 | -1922.967
11.06. | 13 | -1865.29
11.06. | 14 | -1952.083
11.06. | 15 | -1990.71
11.06. | 16 | -2169.612
11.06. | 17 | -2141.971
11.06. | 18 | -2203.823
11.06. | 19 | -2314.663
11.06. | 20 | -2314.852
11.06. | 21 | -2316.631
11.06. | 22 | -2313.189
11.06. | 23 | -2207.908
11.06. | 24 | -2115.918
12.06. | 1 | -2105.773
12.06. | 2 | -2064.861
12.06. | 3 | -2046.576
12.06. | 4 | -2033.427
12.06. | 5 | -2044.115
12.06. | 6 | -2022.976
12.06. | 7 | -1942.345
12.06. | 8 | -1747.504
12.06. | 9 | -1605.488
12.06. | 10 | -1575.445
12.06. | 11 | -1576.558
12.06. | 12 | -1577.532
12.06. | 13 | -1578.708
12.06. | 14 | -1578.376
12.06. | 15 | -1575.916
12.06. | 16 | -1671.991
12.06. | 17 | -1961.058
12.06. | 18 | -2294.756
12.06. | 19 | -2315.08
12.06. | 20 | -2315.259
12.06. | 21 | -2316.827
12.06. | 22 | -2317.455
12.06. | 23 | -2269.529
12.06. | 24 | -2172.377
13.06. | 1 | -2101.762
13.06. | 2 | -2065.996
13.06. | 3 | -2050.444
13.06. | 4 | -2038.966
13.06. | 5 | -2046.559
13.06. | 6 | -2030.246
13.06. | 7 | -1941.22
13.06. | 8 | -1789.346
13.06. | 9 | -1585.685
13.06. | 10 | -1576.654
13.06. | 11 | -1577.697
13.06. | 12 | -1578.403
13.06. | 13 | -1579.664
13.06. | 14 | -1579.238
13.06. | 15 | -1576.591
13.06. | 16 | -1628.951
13.06. | 17 | -1966.033
13.06. | 18 | -2312.926
13.06. | 19 | -2315.567
13.06. | 20 | -2315.565
13.06. | 21 | -2317.003
13.06. | 22 | -2317.648
13.06. | 23 | -2282.603
13.06. | 24 | -2183.768
14.06. | 1 | -2115.582
14.06. | 2 | -2076.308
14.06. | 3 | -2055.727
14.06. | 4 | -2044.39
14.06. | 5 | -2056.729
14.06. | 6 | -2050.913
14.06. | 7 | -1945.364
14.06. | 8 | -1742.855
14.06. | 9 | -1574.181
14.06. | 10 | -1576.301
14.06. | 11 | -1577.255
14.06. | 12 | -1548.65
14.06. | 13 | -1579.701
14.06. | 14 | -1579.141
14.06. | 15 | -1585.198
14.06. | 16 | -1656.879
14.06. | 17 | -1981.421
14.06. | 18 | -2315.739
14.06. | 19 | -2315.609
14.06. | 20 | -2315.634
14.06. | 21 | -2316.956
14.06. | 22 | -2317.496
14.06. | 23 | -2298.458
14.06. | 24 | -2186.831
15.06. | 1 | -2121.918
15.06. | 2 | -2079.13
15.06. | 3 | -2055.246
15.06. | 4 | -2045.273
15.06. | 5 | -2050.683
15.06. | 6 | -2032.202
15.06. | 7 | -1965.64
15.06. | 8 | -1786.475
15.06. | 9 | -1179.739
15.06. | 10 | -1230.595
15.06. | 11 | -333.847
15.06. | 12 | -246.958
15.06. | 13 | -321.609
15.06. | 14 | -576.998
15.06. | 15 | -889.463
15.06. | 16 | -1355.675
15.06. | 17 | -1984.05
15.06. | 18 | -2309.29
15.06. | 19 | -2314.781
15.06. | 20 | -2314.653
15.06. | 21 | -2315.404
15.06. | 22 | -2083.571
15.06. | 23 | -2246.474
15.06. | 24 | -2193.027
16.06. | 1 | -2125.729
16.06. | 2 | -2084.958
16.06. | 3 | -2057.572
16.06. | 4 | -2043.102
16.06. | 5 | -2041.933
16.06. | 6 | -1989.689
16.06. | 7 | -1893.785
16.06. | 8 | -1694.656
16.06. | 9 | -1569.987
16.06. | 10 | -1483.117
16.06. | 11 | -1032.708
16.06. | 12 | -822.817
16.06. | 13 | -488.724
16.06. | 14 | -539.464
16.06. | 15 | -811.745
16.06. | 16 | -1313.312
16.06. | 17 | -1887.635
16.06. | 18 | -2234.636
16.06. | 19 | -2312.614
16.06. | 20 | -2313.069
16.06. | 21 | -2314.804
16.06. | 22 | -2315.969
16.06. | 23 | -2285.704
16.06. | 24 | -2183.798
17.06. | 1 | -2113.014
17.06. | 2 | -2072.32
17.06. | 3 | -2043.922
17.06. | 4 | -2028.834
17.06. | 5 | -2026.764
17.06. | 6 | -1969.293
17.06. | 7 | -1815.46
17.06. | 8 | -1566.216
17.06. | 9 | -1567.952
17.06. | 10 | -1570.255
17.06. | 11 | -1516.805
17.06. | 12 | -1378.268
17.06. | 13 | -1396.853
17.06. | 14 | -1574.251
17.06. | 15 | -1572.748
17.06. | 16 | -1571.42
17.06. | 17 | -1792.65
17.06. | 18 | -2153.212
17.06. | 19 | -2310.575
17.06. | 20 | -2312.582
17.06. | 21 | -2314.783
17.06. | 22 | -2315.964
17.06. | 23 | -2244.797
17.06. | 24 | -2149.276
18.06. | 1 | -2086.072
18.06. | 2 | -2049.681
18.06. | 3 | -2031.118
18.06. | 4 | -2020.666
18.06. | 5 | -2028.981
18.06. | 6 | -2013.841
18.06. | 7 | -1925.305
18.06. | 8 | -1719.195
18.06. | 9 | -1572.689
18.06. | 10 | -1574.967
18.06. | 11 | -1576.082
18.06. | 12 | -1577.119
18.06. | 13 | -1578.154
18.06. | 14 | -1577.982
18.06. | 15 | -1575.591
18.06. | 16 | -1723.491
18.06. | 17 | -2129.121
18.06. | 18 | -2278.146
18.06. | 19 | -2314.749
18.06. | 20 | -2315.118
18.06. | 21 | -2316.755
18.06. | 22 | -2317.43
18.06. | 23 | -2275.603
18.06. | 24 | -2163.506
19.06. | 1 | -2151.34
19.06. | 2 | -2112.672
19.06. | 3 | -2085.804
19.06. | 4 | -2075.616
19.06. | 5 | -2081.046
19.06. | 6 | -2067.403
19.06. | 7 | -1993.6
19.06. | 8 | -1844.557
19.06. | 9 | -1673.249
19.06. | 10 | -1576.563
19.06. | 11 | -1577.465
19.06. | 12 | -1578.586
19.06. | 13 | -1579.588
19.06. | 14 | -1578.993
19.06. | 15 | -1576.493
19.06. | 16 | -1724.338
19.06. | 17 | -2053.281
19.06. | 18 | -2316.098
19.06. | 19 | -2315.747
19.06. | 20 | -2315.82
19.06. | 21 | -2316.925
19.06. | 22 | -2317.692
19.06. | 23 | -2315.163
19.06. | 24 | -2222.225
20.06. | 1 | -2155.126
20.06. | 2 | -2110.172
20.06. | 3 | -2087.828
20.06. | 4 | -2076.65
20.06. | 5 | -2082.944
20.06. | 6 | -2080.273
20.06. | 7 | -1981.691
20.06. | 8 | -1774.459
20.06. | 9 | -1574.665
20.06. | 10 | -1576.934
20.06. | 11 | -1578.084
20.06. | 12 | -1579.08
20.06. | 13 | -1580.02
20.06. | 14 | -1579.64
20.06. | 15 | -1576.924
20.06. | 16 | -1669.846
20.06. | 17 | -2023.046
20.06. | 18 | -2316.331
20.06. | 19 | -2316.2
20.06. | 20 | -2316.153
20.06. | 21 | -2317.049
20.06. | 22 | -2317.74
20.06. | 23 | -2315.322
20.06. | 24 | -2230.511
21.06. | 1 | -2160.783
21.06. | 2 | -2111.747
21.06. | 3 | -2091.564
21.06. | 4 | -2076.643
21.06. | 5 | -2085.218
21.06. | 6 | -2073.639
21.06. | 7 | -1975.176
21.06. | 8 | -1768.787
21.06. | 9 | -1574.695
21.06. | 10 | -1577.021
21.06. | 11 | -1577.995
21.06. | 12 | -1579.061
21.06. | 13 | -1579.795
21.06. | 14 | -1579.497
21.06. | 15 | -1576.889
21.06. | 16 | -1684.09
21.06. | 17 | -2022.821
21.06. | 18 | -2316.334
21.06. | 19 | -2316.022
21.06. | 20 | -2315.939
21.06. | 21 | -2316.867
21.06. | 22 | -2317.513
21.06. | 23 | -2315.216
21.06. | 24 | -2235.239
22.06. | 1 | -2163.511
22.06. | 2 | -2123.487
22.06. | 3 | -2095.047
22.06. | 4 | -2084.238
22.06. | 5 | -2086.963
22.06. | 6 | -2080.862
22.06. | 7 | -1988.791
22.06. | 8 | -1814.516
22.06. | 9 | -1644.379
22.06. | 10 | -1577.088
22.06. | 11 | -1578.055
22.06. | 12 | -1578.886
22.06. | 13 | -1579.777
22.06. | 14 | -1579.001
22.06. | 15 | -1576.316
22.06. | 16 | -1669.376
22.06. | 17 | -2020.947
22.06. | 18 | -2315.554
22.06. | 19 | -2315.27
22.06. | 20 | -2315.059
22.06. | 21 | -2315.565
22.06. | 22 | -2316.442
22.06. | 23 | -2314.693
22.06. | 24 | -2256.224
23.06. | 1 | -2186.589
23.06. | 2 | -2134.025
23.06. | 3 | -2107.92
23.06. | 4 | -2093.214
23.06. | 5 | -2091.634
23.06. | 6 | -2057.414
23.06. | 7 | -1916.368
23.06. | 8 | -1689.416
23.06. | 9 | -1570.947
23.06. | 10 | -1574.034
23.06. | 11 | -1575.474
23.06. | 12 | -1576.363
23.06. | 13 | -1577.231
23.06. | 14 | -1577.22
23.06. | 15 | -1575.333
23.06. | 16 | -1659.68
23.06. | 17 | -1964.605
23.06. | 18 | -2304.507
23.06. | 19 | -2313.604
23.06. | 20 | -2314.186
23.06. | 21 | -2315.749
23.06. | 22 | -2316.685
23.06. | 23 | -2314.916
23.06. | 24 | -2232.702
24.06. | 1 | -2163.377
24.06. | 2 | -2115.536
24.06. | 3 | -2085.918
24.06. | 4 | -2067.851
24.06. | 5 | -2064.12
24.06. | 6 | -2004.783
24.06. | 7 | -1852.698
24.06. | 8 | -1621.753
24.06. | 9 | -1568.295
24.06. | 10 | -1570.593
24.06. | 11 | -1572.085
24.06. | 12 | -1573.21
24.06. | 13 | -1574.299
24.06. | 14 | -1574.922
24.06. | 15 | -1573.362
24.06. | 16 | -1571.975
24.06. | 17 | -1854.872
24.06. | 18 | -2199.858
24.06. | 19 | -2312.245
24.06. | 20 | -2313.069
24.06. | 21 | -2315.161
24.06. | 22 | -2316.823
24.06. | 23 | -2300.835
24.06. | 24 | -2201.084
25.06. | 1 | -2134.67
25.06. | 2 | -2093.457
25.06. | 3 | -2070.372
25.06. | 4 | -2059.147
25.06. | 5 | -2068.918
25.06. | 6 | -2057.19
25.06. | 7 | -1969.783
25.06. | 8 | -1791.835
25.06. | 9 | -1592.897
25.06. | 10 | -1577.433
25.06. | 11 | -1578.42
25.06. | 12 | -1579.222
25.06. | 13 | -1580.155
25.06. | 14 | -1579.673
25.06. | 15 | -1577.045
25.06. | 16 | -1711.646
25.06. | 17 | -2039.979
25.06. | 18 | -2314.608
25.06. | 19 | -2316.082
25.06. | 20 | -2315.986
25.06. | 21 | -2317.026
25.06. | 22 | -2317.646
25.06. | 23 | -2315.23
25.06. | 24 | -2223.811
26.06. | 1 | -2190.291
26.06. | 2 | -2144.96
26.06. | 3 | -2119.868
26.06. | 4 | -2104.892
26.06. | 5 | -2108.798
26.06. | 6 | -2091.54
26.06. | 7 | -2007.77
26.06. | 8 | -1848.047
26.06. | 9 | -1694.443
26.06. | 10 | -1577.144
26.06. | 11 | -1578.069
26.06. | 12 | -1579.01
26.06. | 13 | -1580.012
26.06. | 14 | -1579.498
26.06. | 15 | -1577.114
26.06. | 16 | -1787.289
26.06. | 17 | -2086.527
26.06. | 18 | -2316.629
26.06. | 19 | -2316.536
26.06. | 20 | -2316.305
26.06. | 21 | -2317.058
26.06. | 22 | -2318.06
26.06. | 23 | -2315.688
26.06. | 24 | -2274.646
27.06. | 1 | -2200.715
27.06. | 2 | -2153.833
27.06. | 3 | -2126.356
27.06. | 4 | -2108.77
27.06. | 5 | -2113.041
27.06. | 6 | -2098.184
27.06. | 7 | -2019.053
27.06. | 8 | -1942.934
27.06. | 9 | -1778.042
27.06. | 10 | -1613.409
27.06. | 11 | -1578.33
27.06. | 12 | -1538.721
27.06. | 13 | -1274.66
27.06. | 14 | -1376.073
27.06. | 15 | -1577.346
27.06. | 16 | -1782.173
27.06. | 17 | -2093.336
27.06. | 18 | -2316.752
27.06. | 19 | -2316.556
27.06. | 20 | -2316.408
27.06. | 21 | -2317.181
27.06. | 22 | -2318.137
27.06. | 23 | -2315.853
27.06. | 24 | -2271.243
28.06. | 1 | -2195.1
28.06. | 2 | -2146.651
28.06. | 3 | -2120.915
28.06. | 4 | -2104.463
28.06. | 5 | -2111.049
28.06. | 6 | -2097.375
28.06. | 7 | -2008.422
28.06. | 8 | -1826.83
28.06. | 9 | -1636.574
28.06. | 10 | -1577.443
28.06. | 11 | -1578.459
28.06. | 12 | -1579.533
28.06. | 13 | -1580.447
28.06. | 14 | -1579.805
28.06. | 15 | -1577.328
28.06. | 16 | -1757.974
28.06. | 17 | -2097.814
28.06. | 18 | -2316.778
28.06. | 19 | -2316.513
28.06. | 20 | -2316.398
28.06. | 21 | -2317.025
28.06. | 22 | -2317.984
28.06. | 23 | -2315.827
28.06. | 24 | -2271.113
29.06. | 1 | -2196.185
29.06. | 2 | -2146.776
29.06. | 3 | -2123.267
29.06. | 4 | -2105.069
29.06. | 5 | -2111.545
29.06. | 6 | -2100.702
29.06. | 7 | -2015.967
29.06. | 8 | -1847.045
29.06. | 9 | -1686.228
29.06. | 10 | -1577.201
29.06. | 11 | -1578.387
29.06. | 12 | -1579.3
29.06. | 13 | -1580.182
29.06. | 14 | -1579.273
29.06. | 15 | -1737.17
29.06. | 16 | -1775.019
29.06. | 17 | -2168.424
29.06. | 18 | -2315.807
29.06. | 19 | -2315.598
29.06. | 20 | -2315.428
29.06. | 21 | -2315.848
29.06. | 22 | -2316.858
29.06. | 23 | -2315.083
29.06. | 24 | -2258.793
30.06. | 1 | -2184.475
30.06. | 2 | -2136.471
30.06. | 3 | -2106.624
30.06. | 4 | -2089.238
30.06. | 5 | -2080.253
30.06. | 6 | -2038.606
30.06. | 7 | -1938.045
30.06. | 8 | -1853.589
30.06. | 9 | -1835.647
30.06. | 10 | -1754.647
30.06. | 11 | -1575.038
30.06. | 12 | -1575.957
30.06. | 13 | -1576.8
30.06. | 14 | -1576.802
30.06. | 15 | -1574.995
30.06. | 16 | -1649.061
30.06. | 17 | -1971.089
30.06. | 18 | -2295.788
30.06. | 19 | -2313.37
30.06. | 20 | -2313.954
30.06. | 21 | -2315.417
30.06. | 22 | -2316.683
30.06. | 23 | -2314.962
30.06. | 24 | -2285.884
01.07. | 1 | -2210.397
01.07. | 2 | -2158.075
01.07. | 3 | -2125.038
01.07. | 4 | -2103.545
01.07. | 5 | -2096.737
01.07. | 6 | -2028.515
01.07. | 7 | -1891.968
01.07. | 8 | -1695.036
01.07. | 9 | -1568.825
01.07. | 10 | -1571.032
01.07. | 11 | -1572.521
01.07. | 12 | -1573.895
01.07. | 13 | -1495.099
01.07. | 14 | -1527.04
01.07. | 15 | -1573.631
01.07. | 16 | -1591.207
01.07. | 17 | -1929.308
01.07. | 18 | -2280.974
01.07. | 19 | -2312.642
01.07. | 20 | -2313.347
01.07. | 21 | -2315.26
01.07. | 22 | -2316.962
01.07. | 23 | -2315.174
01.07. | 24 | -2262.362
02.07. | 1 | -2189.412
02.07. | 2 | -2136.178
02.07. | 3 | -2110.312
02.07. | 4 | -2100.813
02.07. | 5 | -2101.169
02.07. | 6 | -2079.378
02.07. | 7 | -2061.058
02.07. | 8 | -2043.676
02.07. | 9 | -1878.311
02.07. | 10 | -1606.417
02.07. | 11 | -1578.582
02.07. | 12 | -1579.577
02.07. | 13 | -1580.359
02.07. | 14 | -1579.727
02.07. | 15 | -1577.196
02.07. | 16 | -1783.203
02.07. | 17 | -2113.072
02.07. | 18 | -2316.594
02.07. | 19 | -2316.29
02.07. | 20 | -2316.25
02.07. | 21 | -2317.03
02.07. | 22 | -2317.89
02.07. | 23 | -2315.583
02.07. | 24 | -2266.291
03.07. | 1 | -2223.472
03.07. | 2 | -2172.358
03.07. | 3 | -2142.279
03.07. | 4 | -2124.943
03.07. | 5 | -2128.958
03.07. | 6 | -2113.031
03.07. | 7 | -2042.954
03.07. | 8 | -1875.73
03.07. | 9 | -1673.579
03.07. | 10 | -1577.277
03.07. | 11 | -1578.27
03.07. | 12 | -1579.255
03.07. | 13 | -1376.734
03.07. | 14 | -1512.527
03.07. | 15 | -1577.394
03.07. | 16 | -1810.856
03.07. | 17 | -2141.091
03.07. | 18 | -2316.868
03.07. | 19 | -2316.699
03.07. | 20 | -2316.49
03.07. | 21 | -2317.013
03.07. | 22 | -2317.871
03.07. | 23 | -2315.712
03.07. | 24 | -2309.66
04.07. | 1 | -2227.48
04.07. | 2 | -2175.784
04.07. | 3 | -2146.859
04.07. | 4 | -2128.771
04.07. | 5 | -2133.226
04.07. | 6 | -2115.776
04.07. | 7 | -2039.27
04.07. | 8 | -1866.895
04.07. | 9 | -1683.574
04.07. | 10 | -1577.435
04.07. | 11 | -1578.588
04.07. | 12 | -1579.527
04.07. | 13 | -1580.512
04.07. | 14 | -1579.813
04.07. | 15 | -1647.559
04.07. | 16 | -1863.006
04.07. | 17 | -2168.815
04.07. | 18 | -2316.748
04.07. | 19 | -2316.596
04.07. | 20 | -2316.338
04.07. | 21 | -2316.853
04.07. | 22 | -2317.85
04.07. | 23 | -2315.677
04.07. | 24 | -2313.368
05.07. | 1 | -2228.512
05.07. | 2 | -2173.13
05.07. | 3 | -2148.33
05.07. | 4 | -2132.361
05.07. | 5 | -2133.614
05.07. | 6 | -2100.678
05.07. | 7 | -2074.72
05.07. | 8 | -1967.996
05.07. | 9 | -1805.088
05.07. | 10 | -1679.295
05.07. | 11 | -1578.536
05.07. | 12 | -1579.518
05.07. | 13 | -1580.335
05.07. | 14 | -1579.584
05.07. | 15 | -1635.908
05.07. | 16 | -1853.307
05.07. | 17 | -2158.938
05.07. | 18 | -2316.736
05.07. | 19 | -2316.544
05.07. | 20 | -2316.256
05.07. | 21 | -2316.693
05.07. | 22 | -2317.62
05.07. | 23 | -2315.562
05.07. | 24 | -2310.371
06.07. | 1 | -2224.713
06.07. | 2 | -2174.518
06.07. | 3 | -2143.363
06.07. | 4 | -2127.186
06.07. | 5 | -2128.096
06.07. | 6 | -2114.139
06.07. | 7 | -2035.822
06.07. | 8 | -1863.365
06.07. | 9 | -1690.518
06.07. | 10 | -1627.925
06.07. | 11 | -1578.576
06.07. | 12 | -1579.408
06.07. | 13 | -1580.013
06.07. | 14 | -1578.966
06.07. | 15 | -1685.493
06.07. | 16 | -1912.528
06.07. | 17 | -2174.347
06.07. | 18 | -2316.112
06.07. | 19 | -2315.984
06.07. | 20 | -2316.053
06.07. | 21 | -2316.4
06.07. | 22 | -2316.864
06.07. | 23 | -2314.776
06.07. | 24 | -2310.375
07.07. | 1 | -2230.42
07.07. | 2 | -2177.142
07.07. | 3 | -2146.091
07.07. | 4 | -2124.781
07.07. | 5 | -2123.434
07.07. | 6 | -2091.906
07.07. | 7 | -1966.272
07.07. | 8 | -1771.598
07.07. | 9 | -1577.775
07.07. | 10 | -1573.704
07.07. | 11 | -1575.209
07.07. | 12 | -1576.076
07.07. | 13 | -1576.82
07.07. | 14 | -1576.691
07.07. | 15 | -1670.019
07.07. | 16 | -1796.872
07.07. | 17 | -2069.636
07.07. | 18 | -2313.353
07.07. | 19 | -2313.557
07.07. | 20 | -2314.253
07.07. | 21 | -2315.605
07.07. | 22 | -2316.604
07.07. | 23 | -2314.975
07.07. | 24 | -2313.199
08.07. | 1 | -2235.365
08.07. | 2 | -2180.606
08.07. | 3 | -2148.464
08.07. | 4 | -2128.263
08.07. | 5 | -2120.476
08.07. | 6 | -2065.483
08.07. | 7 | -1917.745
08.07. | 8 | -1712.811
08.07. | 9 | -1568.815
08.07. | 10 | -1570.996
08.07. | 11 | -1572.343
08.07. | 12 | -1573.417
08.07. | 13 | -1574.528
08.07. | 14 | -1574.974
08.07. | 15 | -1578.744
08.07. | 16 | -1726.623
08.07. | 17 | -2010.013
08.07. | 18 | -2290.113
08.07. | 19 | -2312.761
08.07. | 20 | -2313.415
08.07. | 21 | -2315.18
08.07. | 22 | -2316.957
08.07. | 23 | -2315.234
08.07. | 24 | -2297.33
09.07. | 1 | -2211.462
09.07. | 2 | -2164.234
09.07. | 3 | -2133.546
09.07. | 4 | -2120.166
09.07. | 5 | -2124.431
09.07. | 6 | -2094.602
09.07. | 7 | -2035.733
09.07. | 8 | -1953.533
09.07. | 9 | -1848.542
09.07. | 10 | -1605.92
09.07. | 11 | -1578.505
09.07. | 12 | -1579.326
09.07. | 13 | -1580.319
09.07. | 14 | -1579.561
09.07. | 15 | -1589.59
09.07. | 16 | -1817.937
09.07. | 17 | -2143.552
09.07. | 18 | -2316.868
09.07. | 19 | -2316.56
09.07. | 20 | -2316.193
09.07. | 21 | -2316.725
09.07. | 22 | -2317.801
09.07. | 23 | -2315.585
09.07. | 24 | -2309.577
10.07. | 1 | -2264.178
10.07. | 2 | -2207.994
10.07. | 3 | -2176.373
10.07. | 4 | -2156.805
10.07. | 5 | -2161.023
10.07. | 6 | -2157.414
10.07. | 7 | -2086.283
10.07. | 8 | -1915.36
10.07. | 9 | -1730.851
10.07. | 10 | -1577.641
10.07. | 11 | -1578.94
10.07. | 12 | -1579.98
10.07. | 13 | -1580.709
10.07. | 14 | -1579.827
10.07. | 15 | -1616.581
10.07. | 16 | -1848.176
10.07. | 17 | -2212.389
10.07. | 18 | -2317.069
10.07. | 19 | -2316.919
10.07. | 20 | -2316.608
10.07. | 21 | -2317.135
10.07. | 22 | -2318.05
10.07. | 23 | -2315.837
10.07. | 24 | -2313.575
11.07. | 1 | -2257.336
11.07. | 2 | -2199.952
11.07. | 3 | -2168.388
11.07. | 4 | -2149.612
11.07. | 5 | -2152.958
11.07. | 6 | -2156.085
11.07. | 7 | -2182.648
11.07. | 8 | -2186.108
11.07. | 9 | -1832.681
11.07. | 10 | -1611.99
11.07. | 11 | -1579.051
11.07. | 12 | -1580.029
11.07. | 13 | -1581
11.07. | 14 | -1579.9
11.07. | 15 | -1595.493
11.07. | 16 | -1822.479
11.07. | 17 | -2152.485
11.07. | 18 | -2317.231
11.07. | 19 | -2317.045
11.07. | 20 | -2316.675
11.07. | 21 | -2317.287
11.07. | 22 | -2318.049
11.07. | 23 | -2315.857
11.07. | 24 | -2313.668
12.07. | 1 | -2250.159
12.07. | 2 | -2196.094
12.07. | 3 | -2165.783
12.07. | 4 | -2147.87
12.07. | 5 | -2151.597
12.07. | 6 | -2129.24
12.07. | 7 | -2079.235
12.07. | 8 | -1916.247
12.07. | 9 | -1748.602
12.07. | 10 | -1611.678
12.07. | 11 | -1578.72
12.07. | 12 | -1579.695
12.07. | 13 | -1580.544
12.07. | 14 | -1579.754
12.07. | 15 | -1590.479
12.07. | 16 | -1821.899
12.07. | 17 | -2156.054
12.07. | 18 | -2316.953
12.07. | 19 | -2316.754
12.07. | 20 | -2316.51
12.07. | 21 | -2317.073
12.07. | 22 | -2317.864
12.07. | 23 | -2315.819
12.07. | 24 | -2313.609
13.07. | 1 | -2257.52
13.07. | 2 | -2201.944
13.07. | 3 | -2174.271
13.07. | 4 | -2152.333
13.07. | 5 | -2155.035
13.07. | 6 | -2142.301
13.07. | 7 | -2071.842
13.07. | 8 | -1912.315
13.07. | 9 | -1720.111
13.07. | 10 | -1583.947
13.07. | 11 | -1578.889
13.07. | 12 | -1579.887
13.07. | 13 | -1580.47
13.07. | 14 | -1579.334
13.07. | 15 | -1576.963
13.07. | 16 | -1818.508
13.07. | 17 | -2157.662
13.07. | 18 | -2316.332
13.07. | 19 | -2316.249
13.07. | 20 | -2316.124
13.07. | 21 | -2316.469
13.07. | 22 | -2316.97
13.07. | 23 | -2315.148
13.07. | 24 | -2313.467
14.07. | 1 | -2270.958
14.07. | 2 | -2211.634
14.07. | 3 | -2174.569
14.07. | 4 | -2154.596
14.07. | 5 | -2152.117
14.07. | 6 | -2109.858
14.07. | 7 | -2007.381
14.07. | 8 | -1884.012
14.07. | 9 | -1826.597
14.07. | 10 | -1817.943
14.07. | 11 | -1817.853
14.07. | 12 | -1575.965
14.07. | 13 | -1576.836
14.07. | 14 | -1576.659
14.07. | 15 | -1575.057
14.07. | 16 | -1788.413
14.07. | 17 | -2102.69
14.07. | 18 | -2313.361
14.07. | 19 | -2313.616
14.07. | 20 | -2314.237
14.07. | 21 | -2315.757
14.07. | 22 | -2316.82
14.07. | 23 | -2315.216
14.07. | 24 | -2313.295
15.07. | 1 | -2265.678
15.07. | 2 | -2206.063
15.07. | 3 | -2170.365
15.07. | 4 | -2146.428
15.07. | 5 | -2139.366
15.07. | 6 | -2090.532
15.07. | 7 | -1956.844
15.07. | 8 | -1757.293
15.07. | 9 | -1568.539
15.07. | 10 | -1570.414
15.07. | 11 | -1571.701
15.07. | 12 | -1572.582
15.07. | 13 | -1573.657
15.07. | 14 | -1574.266
15.07. | 15 | -1573.096
15.07. | 16 | -1659.118
15.07. | 17 | -1991.168
15.07. | 18 | -2311.644
15.07. | 19 | -2312.157
15.07. | 20 | -2312.843
15.07. | 21 | -2314.719
15.07. | 22 | -2316.585
15.07. | 23 | -2314.91
15.07. | 24 | -2313.093
16.07. | 1 | -2237.808
16.07. | 2 | -2184.816
16.07. | 3 | -2149.884
16.07. | 4 | -2133.891
16.07. | 5 | -2140.289
16.07. | 6 | -2122.141
16.07. | 7 | -2069.453
16.07. | 8 | -1960.928
16.07. | 9 | -1806.138
16.07. | 10 | -1642.276
16.07. | 11 | -1578.918
16.07. | 12 | -1579.932
16.07. | 13 | -1580.773
16.07. | 14 | -1579.858
16.07. | 15 | -1689.206
16.07. | 16 | -1935.242
16.07. | 17 | -2271.422
16.07. | 18 | -2317.002
16.07. | 19 | -2316.83
16.07. | 20 | -2316.497
16.07. | 21 | -2317.067
16.07. | 22 | -2317.883
16.07. | 23 | -2315.7
16.07. | 24 | -2313.545
17.07. | 1 | -2279.444
17.07. | 2 | -2220.378
17.07. | 3 | -2185.537
17.07. | 4 | -2168.326
17.07. | 5 | -2170.061
17.07. | 6 | -2193.865
17.07. | 7 | -2206.975
17.07. | 8 | -2116.219
17.07. | 9 | -1824.047
17.07. | 10 | -1628.28
17.07. | 11 | -1578.321
17.07. | 12 | -1579.237
17.07. | 13 | -1580.066
17.07. | 14 | -1579.335
17.07. | 15 | -1646.076
17.07. | 16 | -1870.759
17.07. | 17 | -2212.72
17.07. | 18 | -2316.577
17.07. | 19 | -2316.481
17.07. | 20 | -2316.208
17.07. | 21 | -2317.03
17.07. | 22 | -2317.807
17.07. | 23 | -2315.769
17.07. | 24 | -2313.761
18.07. | 1 | -2276.561
18.07. | 2 | -2221.327
18.07. | 3 | -2188.075
18.07. | 4 | -2170.212
18.07. | 5 | -2170.659
18.07. | 6 | -2173.371
18.07. | 7 | -2103.59
18.07. | 8 | -1939.418
18.07. | 9 | -1779.87
18.07. | 10 | -1635.948
18.07. | 11 | -1578.858
18.07. | 12 | -1633.895
18.07. | 13 | -1650.717
18.07. | 14 | -1748.974
18.07. | 15 | -1793.554
18.07. | 16 | -2019.368
18.07. | 17 | -2276.259
18.07. | 18 | -2317.077
18.07. | 19 | -2317.019
18.07. | 20 | -2316.663
18.07. | 21 | -2317.151
18.07. | 22 | -2317.8
18.07. | 23 | -2315.673
18.07. | 24 | -2313.459
19.07. | 1 | -2293.924
19.07. | 2 | -2235.621
19.07. | 3 | -2200.089
19.07. | 4 | -2180.166
19.07. | 5 | -2183.166
19.07. | 6 | -2167.367
19.07. | 7 | -2107.894
19.07. | 8 | -2045.077
19.07. | 9 | -1888.811
19.07. | 10 | -1730.508
19.07. | 11 | -1578.994
19.07. | 12 | -1580.197
19.07. | 13 | -1581.15
19.07. | 14 | -1683.584
19.07. | 15 | -1811.03
19.07. | 16 | -2020.777
19.07. | 17 | -2263.378
19.07. | 18 | -2317.294
19.07. | 19 | -2317.087
19.07. | 20 | -2316.619
19.07. | 21 | -2317.251
19.07. | 22 | -2317.602
19.07. | 23 | -2315.544
19.07. | 24 | -2313.591
20.07. | 1 | -2285.33
20.07. | 2 | -2226.389
20.07. | 3 | -2191.888
20.07. | 4 | -2172.788
20.07. | 5 | -2177.108
20.07. | 6 | -2178.482
20.07. | 7 | -2105.613
20.07. | 8 | -1949.86
20.07. | 9 | -1774.167
20.07. | 10 | -1618.365
20.07. | 11 | -1579.018
20.07. | 12 | -1579.978
20.07. | 13 | -1580.632
20.07. | 14 | -1579.494
20.07. | 15 | -1673.205
20.07. | 16 | -1905.102
20.07. | 17 | -2221.75
20.07. | 18 | -2316.588
20.07. | 19 | -2316.51
20.07. | 20 | -2316.307
20.07. | 21 | -2316.721
20.07. | 22 | -2317.053
20.07. | 23 | -2315.285
20.07. | 24 | -2313.621
21.07. | 1 | -2298.1
21.07. | 2 | -2238.409
21.07. | 3 | -2201.811
21.07. | 4 | -2177.617
21.07. | 5 | -2176
21.07. | 6 | -2146.572
21.07. | 7 | -2039.836
21.07. | 8 | -1914.201
21.07. | 9 | -1794.637
21.07. | 10 | -1753.003
21.07. | 11 | -1727.23
21.07. | 12 | -1685.148
21.07. | 13 | -1704.632
21.07. | 14 | -1824.74
21.07. | 15 | -2025.697
21.07. | 16 | -2215.304
21.07. | 17 | -2313.603
21.07. | 18 | -2313.71
21.07. | 19 | -2314.022
21.07. | 20 | -2314.593
21.07. | 21 | -2316.01
21.07. | 22 | -2316.825
21.07. | 23 | -2315.171
21.07. | 24 | -2313.473
22.07. | 1 | -2302.374
22.07. | 2 | -2242.094
22.07. | 3 | -2201.758
22.07. | 4 | -2175.049
22.07. | 5 | -2171.497
22.07. | 6 | -2134.893
22.07. | 7 | -2045.624
22.07. | 8 | -1961.033
22.07. | 9 | -1813.398
22.07. | 10 | -1701.991
22.07. | 11 | -1599.188
22.07. | 12 | -1573.184
22.07. | 13 | -1574.196
22.07. | 14 | -1574.758
22.07. | 15 | -1662.504
22.07. | 16 | -1886.654
22.07. | 17 | -2144.155
22.07. | 18 | -2312.255
22.07. | 19 | -2312.528
22.07. | 20 | -2313.29
22.07. | 21 | -2315.404
22.07. | 22 | -2317.057
22.07. | 23 | -2315.355
22.07. | 24 | -2083.408
23.07. | 1 | -2282.826
23.07. | 2 | -2225.577
23.07. | 3 | -2197.218
23.07. | 4 | -2175.782
23.07. | 5 | -2179.638
23.07. | 6 | -2179.25
23.07. | 7 | -2160.842
23.07. | 8 | -2096.938
23.07. | 9 | -2058.9
23.07. | 10 | -1827.009
23.07. | 11 | -1678.298
23.07. | 12 | -1626.304
23.07. | 13 | -1623.54
23.07. | 14 | -1725.287
23.07. | 15 | -2225.458
23.07. | 16 | -2266.809
23.07. | 17 | -2303.586
23.07. | 18 | -2317.71
23.07. | 19 | -2317.44
23.07. | 20 | -2316.982
23.07. | 21 | -2317.609
23.07. | 22 | -2318.202
23.07. | 23 | -2316.079
23.07. | 24 | -2313.81
24.07. | 1 | -2312.373
24.07. | 2 | -2275.214
24.07. | 3 | -2239.918
24.07. | 4 | -2220.394
24.07. | 5 | -2222.804
24.07. | 6 | -2234.628
24.07. | 7 | -2153.761
24.07. | 8 | -1997.484
24.07. | 9 | -1827.332
24.07. | 10 | -1678.599
24.07. | 11 | -1579.758
24.07. | 12 | -1580.655
24.07. | 13 | -1581.538
24.07. | 14 | -1593.469
24.07. | 15 | -1711.499
24.07. | 16 | -1944.846
24.07. | 17 | -2273.41
24.07. | 18 | -2318.044
24.07. | 19 | -2317.886
24.07. | 20 | -2317.483
24.07. | 21 | -2318.153
24.07. | 22 | -2318.613
24.07. | 23 | -2316.445
24.07. | 24 | -2314.003
25.07. | 1 | -2307.718
25.07. | 2 | -2262.659
25.07. | 3 | -2227.721
25.07. | 4 | -2205.359
25.07. | 5 | -2208.718
25.07. | 6 | -2216.311
25.07. | 7 | -2146.773
25.07. | 8 | -2013.857
25.07. | 9 | -1845.084
25.07. | 10 | -1693.05
25.07. | 11 | -1579.401
25.07. | 12 | -1580.695
25.07. | 13 | -1581.51
25.07. | 14 | -1605.084
25.07. | 15 | -1725.931
25.07. | 16 | -1961.949
25.07. | 17 | -2282.903
25.07. | 18 | -2317.765
25.07. | 19 | -2317.505
25.07. | 20 | -2317.16
25.07. | 21 | -2317.92
25.07. | 22 | -2318.341
25.07. | 23 | -2316.244
25.07. | 24 | -2314.123
26.07. | 1 | -2311.96
26.07. | 2 | -2271.623
26.07. | 3 | -2234.427
26.07. | 4 | -2214.344
26.07. | 5 | -2216.901
26.07. | 6 | -2224.844
26.07. | 7 | -2156.119
26.07. | 8 | -2034.141
26.07. | 9 | -1872.163
26.07. | 10 | -1727.471
26.07. | 11 | -1602.786
26.07. | 12 | -1580.656
26.07. | 13 | -1581.338
26.07. | 14 | -1635.053
26.07. | 15 | -1763.713
26.07. | 16 | -1997.039
26.07. | 17 | -2317.482
26.07. | 18 | -2317.861
26.07. | 19 | -2317.578
26.07. | 20 | -2317.266
26.07. | 21 | -2317.997
26.07. | 22 | -2318.38
26.07. | 23 | -2316.305
26.07. | 24 | -2314.018
27.07. | 1 | -2311.952
27.07. | 2 | -2295.426
27.07. | 3 | -2259.629
27.07. | 4 | -2235.032
27.07. | 5 | -2238.325
27.07. | 6 | -2244.381
27.07. | 7 | -2175.481
27.07. | 8 | -2058.144
27.07. | 9 | -1900.057
27.07. | 10 | -1754.524
27.07. | 11 | -1629.267
27.07. | 12 | -1588.302
27.07. | 13 | -1614.625
27.07. | 14 | -1677.466
27.07. | 15 | -1804.494
27.07. | 16 | -2036.962
27.07. | 17 | -2316.812
27.07. | 18 | -2317.076
27.07. | 19 | -2317.072
27.07. | 20 | -2316.701
27.07. | 21 | -2317.303
27.07. | 22 | -2317.521
27.07. | 23 | -2315.699
27.07. | 24 | -2314.227
28.07. | 1 | -2312.496
28.07. | 2 | -2306.462
28.07. | 3 | -2283.56
28.07. | 4 | -2255.176
28.07. | 5 | -2250.869
28.07. | 6 | -2235.69
28.07. | 7 | -2113.031
28.07. | 8 | -1947.623
28.07. | 9 | -1794.221
28.07. | 10 | -1710.977
28.07. | 11 | -1598.175
28.07. | 12 | -1576.875
28.07. | 13 | -1577.729
28.07. | 14 | -1584.431
28.07. | 15 | -1716.362
28.07. | 16 | -1963.16
28.07. | 17 | -2314.21
28.07. | 18 | -2314.273
28.07. | 19 | -2314.473
28.07. | 20 | -2315.137
28.07. | 21 | -2316.952
28.07. | 22 | -2317.551
28.07. | 23 | -2315.866
28.07. | 24 | -2313.909
29.07. | 1 | -2312.224
29.07. | 2 | -2306.593
29.07. | 3 | -2272.121
29.07. | 4 | -2246.219
29.07. | 5 | -2235.944
29.07. | 6 | -2207.198
29.07. | 7 | -2055.67
29.07. | 8 | -1854.324
29.07. | 9 | -1663.545
29.07. | 10 | -1570.908
29.07. | 11 | -1572.229
29.07. | 12 | -1573.322
29.07. | 13 | -1574.345
29.07. | 14 | -1574.857
29.07. | 15 | -1577.109
29.07. | 16 | -1813.516
29.07. | 17 | -2162.264
29.07. | 18 | -2312.457
29.07. | 19 | -2312.82
29.07. | 20 | -2313.504
29.07. | 21 | -2315.805
29.07. | 22 | -2317.297
29.07. | 23 | -2315.619
29.07. | 24 | -2313.586
30.07. | 1 | -2311.499
30.07. | 2 | -2289.129
30.07. | 3 | -2253.951
30.07. | 4 | -2233.197
30.07. | 5 | -2238.968
30.07. | 6 | -2247.846
30.07. | 7 | -2184.663
30.07. | 8 | -2078.669
30.07. | 9 | -1907.716
30.07. | 10 | -1755.939
30.07. | 11 | -1631.022
30.07. | 12 | -1580.542
30.07. | 13 | -1599.388
30.07. | 14 | -1686.06
30.07. | 15 | -1797.851
30.07. | 16 | -2028.554
30.07. | 17 | -2317.76
30.07. | 18 | -2318.145
30.07. | 19 | -2318.083
30.07. | 20 | -2317.577
30.07. | 21 | -1997.246
30.07. | 22 | -1326.329
30.07. | 23 | -1065.983
30.07. | 24 | -2240.726
31.07. | 1 | -2313.481
31.07. | 2 | -2306.804
31.07. | 3 | -2271.607
31.07. | 4 | -2250.053
31.07. | 5 | -2252.575
31.07. | 6 | -2263.44
31.07. | 7 | -2195.974
31.07. | 8 | -2100.428
31.07. | 9 | -1930.161
31.07. | 10 | -1794.492
31.07. | 11 | -1678.519
31.07. | 12 | -1615.5
31.07. | 13 | -1629.161
31.07. | 14 | -1692.479
31.07. | 15 | -1817.192
31.07. | 16 | -2053.635
31.07. | 17 | -2316.67
31.07. | 18 | -2317.063
31.07. | 19 | -2317.212
31.07. | 20 | -2317.381
31.07. | 21 | -2319.154
31.07. | 22 | -2319.216
31.07. | 23 | -2317.274
31.07. | 24 | -2315.802
01.08. | 1 | -2313.826
01.08. | 2 | -2312.373
01.08. | 3 | -2291.769
01.08. | 4 | -2268.802
01.08. | 5 | -2271.98
01.08. | 6 | -2285.979
01.08. | 7 | -2215.897
01.08. | 8 | -2115.632
01.08. | 9 | -1958.293
01.08. | 10 | -1814.529
01.08. | 11 | -1694.657
01.08. | 12 | -1649.508
01.08. | 13 | -1677.986
01.08. | 14 | -1751.817
01.08. | 15 | -1883.878
01.08. | 16 | -2129.153
01.08. | 17 | -2316.989
01.08. | 18 | -2317.42
01.08. | 19 | -2317.562
01.08. | 20 | -2317.888
01.08. | 21 | -2319.7
01.08. | 22 | -2319.559
01.08. | 23 | -2317.6
01.08. | 24 | -2316.114
02.08. | 1 | -2314.292
02.08. | 2 | -2312.903
02.08. | 3 | -2311.883
02.08. | 4 | -2288.3
02.08. | 5 | -2291.204
02.08. | 6 | -2306.405
02.08. | 7 | -2237.62
02.08. | 8 | -2159.863
02.08. | 9 | -1989.612
02.08. | 10 | -1845.16
02.08. | 11 | -1730.747
02.08. | 12 | -1697.957
02.08. | 13 | -1726.859
02.08. | 14 | -1805.03
02.08. | 15 | -1927.338
02.08. | 16 | -2181.013
02.08. | 17 | -2317.008
02.08. | 18 | -2317.48
02.08. | 19 | -2317.61
02.08. | 20 | -2318.081
02.08. | 21 | -2319.8
02.08. | 22 | -2319.707
02.08. | 23 | -2317.88
02.08. | 24 | -2316.183
03.08. | 1 | -2314.385
03.08. | 2 | -2313.011
03.08. | 3 | -2312.084
03.08. | 4 | -2297.417
03.08. | 5 | -2298.646
03.08. | 6 | -2310.356
03.08. | 7 | -2242.355
03.08. | 8 | -2156.402
03.08. | 9 | -1997.125
03.08. | 10 | -1854.881
03.08. | 11 | -1735.159
03.08. | 12 | -1700.85
03.08. | 13 | -1733.3
03.08. | 14 | -1789.075
03.08. | 15 | -1913.749
03.08. | 16 | -2140.085
03.08. | 17 | -2316.129
03.08. | 18 | -2316.463
03.08. | 19 | -2316.657
03.08. | 20 | -2317.251
03.08. | 21 | -2319.147
03.08. | 22 | -2319.096
03.08. | 23 | -2317.356
03.08. | 24 | -2315.236
04.08. | 1 | -2313.407
04.08. | 2 | -2311.991
04.08. | 3 | -2307.963
04.08. | 4 | -2290.086
04.08. | 5 | -2285.913
04.08. | 6 | -2255.371
04.08. | 7 | -2142.547
04.08. | 8 | -2082.048
04.08. | 9 | -1950.868
04.08. | 10 | -1811.469
04.08. | 11 | -1665.553
04.08. | 12 | -1625.761
04.08. | 13 | -1745.2
04.08. | 14 | -1814.616
04.08. | 15 | -1954.398
04.08. | 16 | -2165.288
04.08. | 17 | -2314.714
04.08. | 18 | -2314.852
04.08. | 19 | -2315.295
04.08. | 20 | -2316.212
04.08. | 21 | -2318.898
04.08. | 22 | -2319.109
04.08. | 23 | -2317.149
04.08. | 24 | -2315.118
05.08. | 1 | -2313.479
05.08. | 2 | -2312.09
05.08. | 3 | -2305.295
05.08. | 4 | -2274.862
05.08. | 5 | -2267.443
05.08. | 6 | -2238.331
05.08. | 7 | -2115.417
05.08. | 8 | -1986.083
05.08. | 9 | -1892.383
05.08. | 10 | -1663.278
05.08. | 11 | -1573.058
05.08. | 12 | -1574.342
05.08. | 13 | -1575.629
05.08. | 14 | -1636.544
05.08. | 15 | -1830.604
05.08. | 16 | -1998.972
05.08. | 17 | -2254.467
05.08. | 18 | -2314.105
05.08. | 19 | -2314.401
05.08. | 20 | -2315.203
05.08. | 21 | -2317.784
05.08. | 22 | -2318.718
05.08. | 23 | -2317.037
05.08. | 24 | -2315.051
06.08. | 1 | -2313.308
06.08. | 2 | -2292.836
06.08. | 3 | -2258.745
06.08. | 4 | -2233.554
06.08. | 5 | -2237.387
06.08. | 6 | -2254.015
06.08. | 7 | -2201.429
06.08. | 8 | -2133.982
06.08. | 9 | -1978.8
06.08. | 10 | -1809.854
06.08. | 11 | -1700.602
06.08. | 12 | -1667.623
06.08. | 13 | -1716.871
06.08. | 14 | -1790.78
06.08. | 15 | -1899.659
06.08. | 16 | -2101.816
06.08. | 17 | -2316.807
06.08. | 18 | -2317.119
06.08. | 19 | -2317.134
06.08. | 20 | -2317.267
06.08. | 21 | -2318.986
06.08. | 22 | -2319.101
06.08. | 23 | -2317.093
06.08. | 24 | -2315.25
07.08. | 1 | -2312.881
07.08. | 2 | -2311.277
07.08. | 3 | -2292.337
07.08. | 4 | -2266.364
07.08. | 5 | -2270.319
07.08. | 6 | -2289.016
07.08. | 7 | -2228.845
07.08. | 8 | -2158.559
07.08. | 9 | -2019.559
07.08. | 10 | -1874.936
07.08. | 11 | -1762.345
07.08. | 12 | -1749.522
07.08. | 13 | -1926.234
07.08. | 14 | -2270.303
07.08. | 15 | -2268.121
07.08. | 16 | -2266.928
07.08. | 17 | -2317.272
07.08. | 18 | -2317.531
07.08. | 19 | -2317.315
07.08. | 20 | -2317.177
07.08. | 21 | -2318.785
07.08. | 22 | -2318.324
07.08. | 23 | -2316.245
07.08. | 24 | -2314.71
08.08. | 1 | -2312.728
08.08. | 2 | -2310.411
08.08. | 3 | -2283.601
08.08. | 4 | -2256.725
08.08. | 5 | -2261.514
08.08. | 6 | -2278.407
08.08. | 7 | -2217.12
08.08. | 8 | -2142.987
08.08. | 9 | -1985.145
08.08. | 10 | -1885.896
08.08. | 11 | -1755.495
08.08. | 12 | -1685.022
08.08. | 13 | -1722.2
08.08. | 14 | -1770.309
08.08. | 15 | -2115.806
08.08. | 16 | -2266.567
08.08. | 17 | -2316.998
08.08. | 18 | -2317.329
08.08. | 19 | -2317.098
08.08. | 20 | -2316.825
08.08. | 21 | -2318.406
08.08. | 22 | -2317.971
08.08. | 23 | -2316.046
08.08. | 24 | -2314.605
09.08. | 1 | -2312.582
09.08. | 2 | -2307.084
09.08. | 3 | -2279.299
09.08. | 4 | -2257.262
09.08. | 5 | -2258.079
09.08. | 6 | -2266.97
09.08. | 7 | -2220.727
09.08. | 8 | -2182.177
09.08. | 9 | -2058.622
09.08. | 10 | -1891.384
09.08. | 11 | -1776.853
09.08. | 12 | -1776.298
09.08. | 13 | -1826.971
09.08. | 14 | -1818.191
09.08. | 15 | -1888.174
09.08. | 16 | -2091.54
09.08. | 17 | -2316.727
09.08. | 18 | -2317.116
09.08. | 19 | -2316.909
09.08. | 20 | -2316.666
09.08. | 21 | -2318.307
09.08. | 22 | -2317.941
09.08. | 23 | -2316.034
09.08. | 24 | -2314.97
10.08. | 1 | -2313.144
10.08. | 2 | -2302.915
10.08. | 3 | -2262.222
10.08. | 4 | -2240.063
10.08. | 5 | -2244.449
10.08. | 6 | -2255.023
10.08. | 7 | -2185.803
10.08. | 8 | -2149.948
10.08. | 9 | -2108.377
10.08. | 10 | -2170.816
10.08. | 11 | -2147.135
10.08. | 12 | -2039.204
10.08. | 13 | -1975.434
10.08. | 14 | -1740.481
10.08. | 15 | -1875.565
10.08. | 16 | -2080.676
10.08. | 17 | -2316.424
10.08. | 18 | -2316.637
10.08. | 19 | -2316.524
10.08. | 20 | -2316.472
10.08. | 21 | -2318.071
10.08. | 22 | -2317.687
10.08. | 23 | -2315.88
10.08. | 24 | -2315.357
11.08. | 1 | -2313.705
11.08. | 2 | -2312.341
11.08. | 3 | -2272.703
11.08. | 4 | -2245.351
11.08. | 5 | -2242.812
11.08. | 6 | -2234.253
11.08. | 7 | -2151.029
11.08. | 8 | -2088.322
11.08. | 9 | -1981.821
11.08. | 10 | -1946.764
11.08. | 11 | -1793.367
11.08. | 12 | -1691.583
11.08. | 13 | -1822.013
11.08. | 14 | -1997.906
11.08. | 15 | -2168.274
11.08. | 16 | -2204.659
11.08. | 17 | -2315.203
11.08. | 18 | -2315.19
11.08. | 19 | -2315.362
11.08. | 20 | -2315.966
11.08. | 21 | -2318.667
11.08. | 22 | -2318.426
11.08. | 23 | -2316.644
11.08. | 24 | -2314.779
12.08. | 1 | -2313.09
12.08. | 2 | -2311.366
12.08. | 3 | -2286.483
12.08. | 4 | -2258.833
12.08. | 5 | -2249.406
12.08. | 6 | -2235.651
12.08. | 7 | -2081.946
12.08. | 8 | -1927.764
12.08. | 9 | -1794.274
12.08. | 10 | -1647.218
12.08. | 11 | -1573.077
12.08. | 12 | -1574.18
12.08. | 13 | -1623.117
12.08. | 14 | -2034.467
12.08. | 15 | -2202.662
12.08. | 16 | -2264.019
12.08. | 17 | -2287.495
12.08. | 18 | -2313.785
12.08. | 19 | -2313.933
12.08. | 20 | -2314.341
12.08. | 21 | -2316.999
12.08. | 22 | -2317.573
12.08. | 23 | -2315.794
12.08. | 24 | -2314.168
13.08. | 1 | -2312.258
13.08. | 2 | -2308.23
13.08. | 3 | -2271.161
13.08. | 4 | -2246.563
13.08. | 5 | -2249.841
13.08. | 6 | -2269.166
13.08. | 7 | -2206.945
13.08. | 8 | -2086.207
13.08. | 9 | -1937.013
13.08. | 10 | -1801.241
13.08. | 11 | -1680.703
13.08. | 12 | -1633.09
13.08. | 13 | -1669.39
13.08. | 14 | -1698.967
13.08. | 15 | -1839.492
13.08. | 16 | -2029.08
13.08. | 17 | -2317.297
13.08. | 18 | -2317.643
13.08. | 19 | -2238.679
13.08. | 20 | -2317.018
13.08. | 21 | -2318.705
13.08. | 22 | -2318.305
13.08. | 23 | -2316.039
13.08. | 24 | -2314.625
14.08. | 1 | -2311.948
14.08. | 2 | -2261.446
14.08. | 3 | -2227.228
14.08. | 4 | -2204.549
14.08. | 5 | -2210.113
14.08. | 6 | -2243.472
14.08. | 7 | -2220.419
14.08. | 8 | -2192.296
14.08. | 9 | -2110.793
14.08. | 10 | -2035.283
14.08. | 11 | -1736.247
14.08. | 12 | -1721.08
14.08. | 13 | -1877.16
14.08. | 14 | -1776.907
14.08. | 15 | -1828.933
14.08. | 16 | -1962.059
14.08. | 17 | -2274.234
14.08. | 18 | -2317.614
14.08. | 19 | -2317.412
14.08. | 20 | -2317.23
14.08. | 21 | -1967.233
14.08. | 22 | -1565.853
14.08. | 23 | -1856.976
14.08. | 24 | -1894.963
15.08. | 1 | -2311.516
15.08. | 2 | -2283.997
15.08. | 3 | -2245.565
15.08. | 4 | -2223.192
15.08. | 5 | -2223.065
15.08. | 6 | -2265.728
15.08. | 7 | -2260.001
15.08. | 8 | -2155.651
15.08. | 9 | -1902.913
15.08. | 10 | -1769.429
15.08. | 11 | -1904.815
15.08. | 12 | -1864.782
15.08. | 13 | -1831.752
15.08. | 14 | -1845.056
15.08. | 15 | -2002.777
15.08. | 16 | -2207.631
15.08. | 17 | -2315.861
15.08. | 18 | -2316.082
15.08. | 19 | -2315.802
15.08. | 20 | -2315.679
15.08. | 21 | -2317.378
15.08. | 22 | -2316.392
15.08. | 23 | -2314.439
15.08. | 24 | -2313.304
16.08. | 1 | -2311.733
16.08. | 2 | -2276.786
16.08. | 3 | -2237.943
16.08. | 4 | -2213.191
16.08. | 5 | -2206.418
16.08. | 6 | -2202.963
16.08. | 7 | -2080.288
16.08. | 8 | -1837.918
16.08. | 9 | -1649.028
16.08. | 10 | -1570.937
16.08. | 11 | -1572.303
16.08. | 12 | -1573.445
16.08. | 13 | -1574.462
16.08. | 14 | -1574.938
16.08. | 15 | -1624.342
16.08. | 16 | -1843.879
16.08. | 17 | -2173.41
16.08. | 18 | -2312.424
16.08. | 19 | -2312.585
16.08. | 20 | -2313.163
16.08. | 21 | -2316.322
16.08. | 22 | -2316.335
16.08. | 23 | -2314.857
16.08. | 24 | -2313.464
17.08. | 1 | -2253.352
17.08. | 2 | -2198.841
17.08. | 3 | -2162.318
17.08. | 4 | -2149.64
17.08. | 5 | -2155.21
17.08. | 6 | -2174.228
17.08. | 7 | -2083.347
17.08. | 8 | -1875.219
17.08. | 9 | -1759.936
17.08. | 10 | -1615.28
17.08. | 11 | -1578.782
17.08. | 12 | -1579.72
17.08. | 13 | -1580.331
17.08. | 14 | -1712.01
17.08. | 15 | -1966.665
17.08. | 16 | -2142.307
17.08. | 17 | -2297.73
17.08. | 18 | -2316.407
17.08. | 19 | -2316.016
17.08. | 20 | -2315.783
17.08. | 21 | -2317.668
17.08. | 22 | -2316.955
17.08. | 23 | -2315.048
17.08. | 24 | -2313.475
18.08. | 1 | -2312.177
18.08. | 2 | -2283.847
18.08. | 3 | -2246.151
18.08. | 4 | -2222.93
18.08. | 5 | -2222.132
18.08. | 6 | -2228.952
18.08. | 7 | -2099.379
18.08. | 8 | -1911.187
18.08. | 9 | -1847.199
18.08. | 10 | -1914.467
18.08. | 11 | -1929.597
18.08. | 12 | -2266.597
18.08. | 13 | -2266.886
18.08. | 14 | -2267.25
18.08. | 15 | -2266.082
18.08. | 16 | -2264.851
18.08. | 17 | -2314.367
18.08. | 18 | -2314.32
18.08. | 19 | -2314.354
18.08. | 20 | -2314.819
18.08. | 21 | -2317.652
18.08. | 22 | -2317.093
18.08. | 23 | -2315.365
18.08. | 24 | -2313.304
19.08. | 1 | -2311.733
19.08. | 2 | -2279.888
19.08. | 3 | -2234.514
19.08. | 4 | -2213.372
19.08. | 5 | -2203.976
19.08. | 6 | -2219.313
19.08. | 7 | -2174.349
19.08. | 8 | -2062.993
19.08. | 9 | -1933.597
19.08. | 10 | -1803.567
19.08. | 11 | -1572.303
19.08. | 12 | -1351.622
19.08. | 13 | -1050.437
19.08. | 14 | -1382.87
19.08. | 15 | -1740.498
19.08. | 16 | -1899.819
19.08. | 17 | -2244.282
19.08. | 18 | -2312.424
19.08. | 19 | -2312.585
19.08. | 20 | -2313.163
19.08. | 21 | -2316.322
19.08. | 22 | -2316.335
19.08. | 23 | -2013.408
19.08. | 24 | -2313.037
20.08. | 1 | -2311.083
20.08. | 2 | -2266.762
20.08. | 3 | -2231.877
20.08. | 4 | -2209.368
20.08. | 5 | -2212.694
20.08. | 6 | -2249.093
20.08. | 7 | -2201.107
20.08. | 8 | -2061.068
20.08. | 9 | -1963.593
20.08. | 10 | -1838.656
20.08. | 11 | -1663.655
20.08. | 12 | -1579.222
20.08. | 13 | -1580.173
20.08. | 14 | -1751.753
20.08. | 15 | -1769.484
20.08. | 16 | -1935.048
20.08. | 17 | -2255.723
20.08. | 18 | -2316.715
20.08. | 19 | -2316.371
20.08. | 20 | -2316.088
20.08. | 21 | -1879.385
20.08. | 22 | -2042.363
20.08. | 23 | -2315.152
20.08. | 24 | -2313.779
21.08. | 1 | -2286.481
21.08. | 2 | -2231.892
21.08. | 3 | -2201.23
21.08. | 4 | -2179.188
21.08. | 5 | -2184.02
21.08. | 6 | -2219.526
21.08. | 7 | -2147.978
21.08. | 8 | -1961.417
21.08. | 9 | -1778.597
21.08. | 10 | -1603.209
21.08. | 11 | -1579.2
21.08. | 12 | -1580.205
21.08. | 13 | -1581.167
21.08. | 14 | -1580.193
21.08. | 15 | -1655.084
21.08. | 16 | -1896.16
21.08. | 17 | -2225.108
21.08. | 18 | -2317.313
21.08. | 19 | -2317.014
21.08. | 20 | -2316.919
21.08. | 21 | -2319.041
21.08. | 22 | -2317.818
21.08. | 23 | -2315.583
21.08. | 24 | -2313.658
22.08. | 1 | -2283.693
22.08. | 2 | -2227.527
22.08. | 3 | -2194.086
22.08. | 4 | -2175.612
22.08. | 5 | -2178.794
22.08. | 6 | -2214.553
22.08. | 7 | -2134.556
22.08. | 8 | -1985.638
22.08. | 9 | -1777.079
22.08. | 10 | -1526.827
22.08. | 11 | -1578.488
22.08. | 12 | -1320.556
22.08. | 13 | -1227.837
22.08. | 14 | -1382.977
22.08. | 15 | -1587.415
22.08. | 16 | -1898.991
22.08. | 17 | -2213.114
22.08. | 18 | -2316.588
22.08. | 19 | -2316.454
22.08. | 20 | -2316.355
22.08. | 21 | -2146.208
22.08. | 22 | -1875.848
22.08. | 23 | -1523.411
22.08. | 24 | -2269.365
23.08. | 1 | -2271.508
23.08. | 2 | -2209.212
23.08. | 3 | -2177.357
23.08. | 4 | -2159.511
23.08. | 5 | -2166.013
23.08. | 6 | -2200.353
23.08. | 7 | -2144.635
23.08. | 8 | -1952.296
23.08. | 9 | -1742.71
23.08. | 10 | -1581.113
23.08. | 11 | -1520.002
23.08. | 12 | -1063.407
23.08. | 13 | -1043.94
23.08. | 14 | -1489.376
23.08. | 15 | -1926.35
23.08. | 16 | -1978.092
23.08. | 17 | -2258.703
23.08. | 18 | -2317.029
23.08. | 19 | -2316.579
23.08. | 20 | -2316.583
23.08. | 21 | -2021.709
23.08. | 22 | -1987.546
23.08. | 23 | -2003.09
23.08. | 24 | -2313.376
24.08. | 1 | -2286.039
24.08. | 2 | -2228.654
24.08. | 3 | -2193.895
24.08. | 4 | -2174.958
24.08. | 5 | -2178.833
24.08. | 6 | -2216.295
24.08. | 7 | -2144.243
24.08. | 8 | -1984.507
24.08. | 9 | -1809.479
24.08. | 10 | -1655.578
24.08. | 11 | -1578.566
24.08. | 12 | -1579.582
24.08. | 13 | -1667.256
24.08. | 14 | -1692.795
24.08. | 15 | -1832.685
24.08. | 16 | -2011.39
24.08. | 17 | -2288.018
24.08. | 18 | -2316.402
24.08. | 19 | -2316.353
24.08. | 20 | -2316.365
24.08. | 21 | -2318.253
24.08. | 22 | -2316.849
24.08. | 23 | -2315.094
24.08. | 24 | -2313.944
25.08. | 1 | -2312.218
25.08. | 2 | -2249.773
25.08. | 3 | -2214.048
25.08. | 4 | -2190.911
25.08. | 5 | -2190.028
25.08. | 6 | -2202.163
25.08. | 7 | -2085.81
25.08. | 8 | -1889.766
25.08. | 9 | -1752.88
25.08. | 10 | -1619.525
25.08. | 11 | -1575.941
25.08. | 12 | -1576.968
25.08. | 13 | -1578.019
25.08. | 14 | -1704.638
25.08. | 15 | -1854.505
25.08. | 16 | -2038.757
25.08. | 17 | -2309.517
25.08. | 18 | -2314.75
25.08. | 19 | -2314.846
25.08. | 20 | -2315.746
25.08. | 21 | -2318.59
25.08. | 22 | -2317.514
25.08. | 23 | -2315.591
25.08. | 24 | -2313.942
26.08. | 1 | -2308.605
26.08. | 2 | -2259.769
26.08. | 3 | -2220.157
26.08. | 4 | -2195.233
26.08. | 5 | -2188.153
26.08. | 6 | -2192.297
26.08. | 7 | -2088.745
26.08. | 8 | -1953.591
26.08. | 9 | -1823.051
26.08. | 10 | -1799.595
26.08. | 11 | -1780.314
26.08. | 12 | -1802.206
26.08. | 13 | -1870.764
26.08. | 14 | -1842.785
26.08. | 15 | -1787.438
26.08. | 16 | -1949.052
26.08. | 17 | -2215.285
26.08. | 18 | -2312.679
26.08. | 19 | -2312.969
26.08. | 20 | -2313.848
26.08. | 21 | -2317.366
26.08. | 22 | -2317.136
26.08. | 23 | -2315.344
26.08. | 24 | -2313.37
27.08. | 1 | -2282.011
27.08. | 2 | -2226.994
27.08. | 3 | -2196.369
27.08. | 4 | -2180.749
27.08. | 5 | -2184.504
27.08. | 6 | -2222.379
27.08. | 7 | -2161.029
27.08. | 8 | -2018.173
27.08. | 9 | -1888.447
27.08. | 10 | -1842.367
27.08. | 11 | -1656.267
27.08. | 12 | -1643.645
27.08. | 13 | -1717.608
27.08. | 14 | -1744.311
27.08. | 15 | -1748.649
27.08. | 16 | -1967.514
27.08. | 17 | -2295.005
27.08. | 18 | -2317.507
27.08. | 19 | -2317.182
27.08. | 20 | -2317.072
27.08. | 21 | -2319.198
27.08. | 22 | -2317.935
27.08. | 23 | -2315.95
27.08. | 24 | -2314.209
28.08. | 1 | -2242.599
28.08. | 2 | -2192.622
28.08. | 3 | -2162.877
28.08. | 4 | -2148.874
28.08. | 5 | -2156.25
28.08. | 6 | -2198.741
28.08. | 7 | -2122.645
28.08. | 8 | -1926.107
28.08. | 9 | -1745.067
28.08. | 10 | -1577.101
28.08. | 11 | -1578.202
28.08. | 12 | -1579.546
28.08. | 13 | -1580.538
28.08. | 14 | -1597.275
28.08. | 15 | -1744.147
28.08. | 16 | -1966.422
28.08. | 17 | -2261.585
28.08. | 18 | -2316.839
28.08. | 19 | -2316.663
28.08. | 20 | -2316.844
28.08. | 21 | -2319.157
28.08. | 22 | -2317.475
28.08. | 23 | -2315.394
28.08. | 24 | -2313.791
29.08. | 1 | -2273.403
29.08. | 2 | -2223.422
29.08. | 3 | -2193.692
29.08. | 4 | -2177.427
29.08. | 5 | -2184.082
29.08. | 6 | -2224.417
29.08. | 7 | -2146.734
29.08. | 8 | -1960.208
29.08. | 9 | -1772.709
29.08. | 10 | -1593.752
29.08. | 11 | -1578.135
29.08. | 12 | -1579.23
29.08. | 13 | -1580.159
29.08. | 14 | -1741.995
29.08. | 15 | -1727.629
29.08. | 16 | -1945.843
29.08. | 17 | -2295.017
29.08. | 18 | -2316.77
29.08. | 19 | -2316.687
29.08. | 20 | -2316.842
29.08. | 21 | -2319.271
29.08. | 22 | -2317.677
29.08. | 23 | -2315.595
29.08. | 24 | -2314.059
30.08. | 1 | -2259.921
30.08. | 2 | -2208.921
30.08. | 3 | -2178.057
30.08. | 4 | -2163.603
30.08. | 5 | -2168.075
30.08. | 6 | -2204.725
30.08. | 7 | -2179.663
30.08. | 8 | -1973.838
30.08. | 9 | -1753.536
30.08. | 10 | -1631.865
30.08. | 11 | -1578.404
30.08. | 12 | -1579.477
30.08. | 13 | -1580.562
30.08. | 14 | -1921.112
30.08. | 15 | -1916.595
30.08. | 16 | -2098.163
30.08. | 17 | -2316.489
30.08. | 18 | -2316.661
30.08. | 19 | -2316.341
30.08. | 20 | -2316.731
30.08. | 21 | -2318.808
30.08. | 22 | -2317.253
30.08. | 23 | -2315.427
30.08. | 24 | -2313.887
31.08. | 1 | -2267.187
31.08. | 2 | -2215.153
31.08. | 3 | -2185.749
31.08. | 4 | -2168.472
31.08. | 5 | -2174.921
31.08. | 6 | -2208.357
31.08. | 7 | -2145.661
31.08. | 8 | -1978.847
31.08. | 9 | -1766.866
31.08. | 10 | -1591.769
31.08. | 11 | -1577.574
31.08. | 12 | -1578.707
31.08. | 13 | -1579.682
31.08. | 14 | -1578.895
31.08. | 15 | -1652.513
31.08. | 16 | -1927.994
31.08. | 17 | -2308.861
31.08. | 18 | -2315.656
31.08. | 19 | -2315.516
31.08. | 20 | -2315.971
31.08. | 21 | -2318.055
31.08. | 22 | -2316.562
31.08. | 23 | -2315.017
31.08. | 24 | -2313.794
01.09. | 1 | -2280.308
01.09. | 2 | -2228.525
01.09. | 3 | -2195.878
01.09. | 4 | -2172.422
01.09. | 5 | -2173.751
01.09. | 6 | -2182.284
01.09. | 7 | -2139.338
01.09. | 8 | -2138.837
01.09. | 9 | -2261.019
01.09. | 10 | -2263.845
01.09. | 11 | -2209.682
01.09. | 12 | -1756.609
01.09. | 13 | -1577.574
01.09. | 14 | -1577.615
01.09. | 15 | -1576.013
01.09. | 16 | -1815.253
01.09. | 17 | -2174.992
01.09. | 18 | -2314.295
01.09. | 19 | -2314.362
01.09. | 20 | -2315.36
01.09. | 21 | -2318.413
01.09. | 22 | -2317.011
01.09. | 23 | -2315.239
01.09. | 24 | -2313.654
02.09. | 1 | -2260.872
02.09. | 2 | -2208.411
02.09. | 3 | -2171.799
02.09. | 4 | -2151.15
02.09. | 5 | -2148.247
02.09. | 6 | -2153.496
02.09. | 7 | -2016.625
02.09. | 8 | -1744.091
02.09. | 9 | -1569.158
02.09. | 10 | -1571.227
02.09. | 11 | -1572.821
02.09. | 12 | -1574.061
02.09. | 13 | -1575.092
02.09. | 14 | -1575.85
02.09. | 15 | -1801.699
02.09. | 16 | -1945.683
02.09. | 17 | -2211.483
02.09. | 18 | -2313.137
02.09. | 19 | -2313.327
02.09. | 20 | -2314.388
02.09. | 21 | -2317.677
02.09. | 22 | -2316.985
02.09. | 23 | -2315.141
02.09. | 24 | -2310.471
03.09. | 1 | -2231.943
03.09. | 2 | -2184.587
03.09. | 3 | -2158.586
03.09. | 4 | -2142.261
03.09. | 5 | -2152.206
03.09. | 6 | -2201.798
03.09. | 7 | -2256.675
03.09. | 8 | -2233.644
03.09. | 9 | -1955.942
03.09. | 10 | -1751.438
03.09. | 11 | -1678.444
03.09. | 12 | -1936.221
03.09. | 13 | -1887.091
03.09. | 14 | -1782.644
03.09. | 15 | -1767.872
03.09. | 16 | -1977.275
03.09. | 17 | -2255.168
03.09. | 18 | -2316.814
03.09. | 19 | -2316.323
03.09. | 20 | -2316.397
03.09. | 21 | -2318.767
03.09. | 22 | -2317.544
03.09. | 23 | -2315.769
03.09. | 24 | -2301.445
04.09. | 1 | -2190.054
04.09. | 2 | -2145.697
04.09. | 3 | -2120.737
04.09. | 4 | -2106.86
04.09. | 5 | -2114.379
04.09. | 6 | -2162.651
04.09. | 7 | -2103.006
04.09. | 8 | -1916.545
04.09. | 9 | -1746.525
04.09. | 10 | -1577.661
04.09. | 11 | -1578.657
04.09. | 12 | -1579.879
04.09. | 13 | -1581.069
04.09. | 14 | -1606.047
04.09. | 15 | -1699.417
04.09. | 16 | -2022.464
04.09. | 17 | -2316.803
04.09. | 18 | -2317.107
04.09. | 19 | -2316.658
04.09. | 20 | -2317.205
04.09. | 21 | -2319.389
04.09. | 22 | -2317.491
04.09. | 23 | -2315.075
04.09. | 24 | -2265.871
05.09. | 1 | -2113.863
05.09. | 2 | -1637.67
05.09. | 3 | -1451.833
05.09. | 4 | -1469.763
05.09. | 5 | -1629.078
05.09. | 6 | -1820.515
05.09. | 7 | -2123
05.09. | 8 | -1977.769
05.09. | 9 | -1690.182
05.09. | 10 | -1625.528
05.09. | 11 | -1579.363
05.09. | 12 | -1580.313
05.09. | 13 | -1605.114
05.09. | 14 | -1613.692
05.09. | 15 | -1746.453
05.09. | 16 | -2013.236
05.09. | 17 | -2286.075
05.09. | 18 | -2317.173
05.09. | 19 | -2316.665
05.09. | 20 | -2317.276
05.09. | 21 | -2319.378
05.09. | 22 | -2317.494
05.09. | 23 | -2315.119
05.09. | 24 | -2275.047
06.09. | 1 | -2201.687
06.09. | 2 | -2157.208
06.09. | 3 | -2129.758
06.09. | 4 | -2117.713
06.09. | 5 | -2123.781
06.09. | 6 | -2175.868
06.09. | 7 | -2139.005
06.09. | 8 | -1990.858
06.09. | 9 | -1916.937
06.09. | 10 | -1759.258
06.09. | 11 | -1619.004
06.09. | 12 | -1580.369
06.09. | 13 | -1646.77
06.09. | 14 | -1664.71
06.09. | 15 | -1675.318
06.09. | 16 | -1932.606
06.09. | 17 | -2268.864
06.09. | 18 | -2317.588
06.09. | 19 | -2317.036
06.09. | 20 | -2317.709
06.09. | 21 | -2319.82
06.09. | 22 | -2317.894
06.09. | 23 | -2315.581
06.09. | 24 | -2268.176
07.09. | 1 | -2196.579
07.09. | 2 | -2150.612
07.09. | 3 | -2123.712
07.09. | 4 | -2111.985
07.09. | 5 | -2119.263
07.09. | 6 | -2170.665
07.09. | 7 | -2112.072
07.09. | 8 | -1919.582
07.09. | 9 | -1775.866
07.09. | 10 | -1932.019
07.09. | 11 | -1747.198
07.09. | 12 | -1786.181
07.09. | 13 | -2140.519
07.09. | 14 | -1925.051
07.09. | 15 | -1758.506
07.09. | 16 | -1945.456
07.09. | 17 | -2292.764
07.09. | 18 | -2316.586
07.09. | 19 | -2316.179
07.09. | 20 | -2316.961
07.09. | 21 | -2318.947
07.09. | 22 | -2317.042
07.09. | 23 | -2315.049
07.09. | 24 | -2292.648
08.09. | 1 | -2219.576
08.09. | 2 | -2171.394
08.09. | 3 | -2142.411
08.09. | 4 | -2125.262
08.09. | 5 | -2127.455
08.09. | 6 | -2157.107
08.09. | 7 | -2065.39
08.09. | 8 | -1996.428
08.09. | 9 | -1992.096
08.09. | 10 | -1909.814
08.09. | 11 | -2050.85
08.09. | 12 | -2197.668
08.09. | 13 | -2267.517
08.09. | 14 | -2239.846
08.09. | 15 | -2144.579
08.09. | 16 | -2044.818
08.09. | 17 | -2216.422
08.09. | 18 | -2313.699
08.09. | 19 | -2313.72
08.09. | 20 | -2315.184
08.09. | 21 | -2318.017
08.09. | 22 | -2316.443
08.09. | 23 | -2314.715
08.09. | 24 | -2277.819
09.09. | 1 | -2209.741
09.09. | 2 | -2163.924
09.09. | 3 | -2132.471
09.09. | 4 | -2114.737
09.09. | 5 | -2112.648
09.09. | 6 | -2126.143
09.09. | 7 | -1999.054
09.09. | 8 | -1734.951
09.09. | 9 | -1568.756
09.09. | 10 | -1570.915
09.09. | 11 | -1572.452
09.09. | 12 | -1573.614
09.09. | 13 | -1620.007
09.09. | 14 | -1621.992
09.09. | 15 | -1925.577
09.09. | 16 | -2206.116
09.09. | 17 | -2312.779
09.09. | 18 | -2312.852
09.09. | 19 | -2312.899
09.09. | 20 | -2314.375
09.09. | 21 | -2317.786
09.09. | 22 | -2316.727
09.09. | 23 | -2314.977
09.09. | 24 | -2258.634
10.09. | 1 | -2190.022
10.09. | 2 | -2147.682
10.09. | 3 | -2125.249
10.09. | 4 | -2111.859
10.09. | 5 | -2122.357
10.09. | 6 | -2175.874
10.09. | 7 | -2188.04
10.09. | 8 | -2144.069
10.09. | 9 | -2161.988
10.09. | 10 | -2226.204
10.09. | 11 | -2254.782
10.09. | 12 | -2269.633
10.09. | 13 | -2210.178
10.09. | 14 | -2031.266
10.09. | 15 | -1817.516
10.09. | 16 | -1984.056
10.09. | 17 | -2316.677
10.09. | 18 | -2316.92
10.09. | 19 | -2316.454
10.09. | 20 | -2317.072
10.09. | 21 | -2319.309
10.09. | 22 | -2317.163
10.09. | 23 | -2314.529
10.09. | 24 | -2278.865
11.09. | 1 | -2178.049
11.09. | 2 | -2136.16
11.09. | 3 | -2112.405
11.09. | 4 | -2101.74
11.09. | 5 | -2112.342
11.09. | 6 | -2178.178
11.09. | 7 | -2261.519
11.09. | 8 | -2220.504
11.09. | 9 | -1974.691
11.09. | 10 | -1756.604
11.09. | 11 | -1714.574
11.09. | 12 | -1742.334
11.09. | 13 | -1725.703
11.09. | 14 | -1645.339
11.09. | 15 | -1710.747
11.09. | 16 | -1990.756
11.09. | 17 | -2301.268
11.09. | 18 | -2316.55
11.09. | 19 | -2316.16
11.09. | 20 | -2317.933
11.09. | 21 | -2319.614
11.09. | 22 | -2317.144
11.09. | 23 | -2314.258
11.09. | 24 | -2247.85
12.09. | 1 | -2179.559
12.09. | 2 | -2138.63
12.09. | 3 | -2118.111
12.09. | 4 | -2107.689
12.09. | 5 | -2117.841
12.09. | 6 | -2180.004
12.09. | 7 | -2171.616
12.09. | 8 | -1994.099
12.09. | 9 | -1769.094
12.09. | 10 | -1681.741
12.09. | 11 | -1729.281
12.09. | 12 | -2048.952
12.09. | 13 | -2084.583
12.09. | 14 | -1986.502
12.09. | 15 | -1903.311
12.09. | 16 | -1955.33
12.09. | 17 | -2258.156
12.09. | 18 | -2316.513
12.09. | 19 | -2316.086
12.09. | 20 | -2317.709
12.09. | 21 | -2319.574
12.09. | 22 | -2317.312
12.09. | 23 | -2313.314
12.09. | 24 | -2225.583
13.09. | 1 | -2162.027
13.09. | 2 | -2122.408
13.09. | 3 | -2100.032
13.09. | 4 | -2088.67
13.09. | 5 | -2099.402
13.09. | 6 | -2165.952
13.09. | 7 | -2258.782
13.09. | 8 | -2263.169
13.09. | 9 | -2265.363
13.09. | 10 | -2267.798
13.09. | 11 | -2268.925
13.09. | 12 | -2270.002
13.09. | 13 | -2270.995
13.09. | 14 | -2213.232
13.09. | 15 | -2266.951
13.09. | 16 | -2265.953
13.09. | 17 | -2316.481
13.09. | 18 | -2316.528
13.09. | 19 | -2316.078
13.09. | 20 | -2317.695
13.09. | 21 | -2115.122
13.09. | 22 | -2317.275
13.09. | 23 | -2312.211
13.09. | 24 | -2235.472
14.09. | 1 | -2169.304
14.09. | 2 | -2128.213
14.09. | 3 | -2107.999
14.09. | 4 | -2094.521
14.09. | 5 | -2105.102
14.09. | 6 | -2166.064
14.09. | 7 | -2153.009
14.09. | 8 | -1918.849
14.09. | 9 | -1707.698
14.09. | 10 | -1584.598
14.09. | 11 | -1578.941
14.09. | 12 | -1579.707
14.09. | 13 | -1580.702
14.09. | 14 | -1648.439
14.09. | 15 | -1711.66
14.09. | 16 | -1915.007
14.09. | 17 | -2200.537
14.09. | 18 | -2316.013
14.09. | 19 | -2315.685
14.09. | 20 | -2316.924
14.09. | 21 | -2318.115
14.09. | 22 | -2281.005
14.09. | 23 | -2312.382
14.09. | 24 | -2250.995
15.09. | 1 | -2182.97
15.09. | 2 | -2140.264
15.09. | 3 | -2115.026
15.09. | 4 | -2099.603
15.09. | 5 | -2103.913
15.09. | 6 | -2131.288
15.09. | 7 | -2045.492
15.09. | 8 | -1885.099
15.09. | 9 | -1643.948
15.09. | 10 | -1574.037
15.09. | 11 | -1575.622
15.09. | 12 | -1576.661
15.09. | 13 | -1577.754
15.09. | 14 | -1577.697
15.09. | 15 | -1799.902
15.09. | 16 | -1953.407
15.09. | 17 | -2213.778
15.09. | 18 | -2314.026
15.09. | 19 | -2314.047
15.09. | 20 | -2315.977
15.09. | 21 | -2318.143
15.09. | 22 | -2316.525
15.09. | 23 | -2314.832
15.09. | 24 | -2260.692
16.09. | 1 | -2193.14
16.09. | 2 | -2148.045
16.09. | 3 | -2118.915
16.09. | 4 | -2102.285
16.09. | 5 | -2099.361
16.09. | 6 | -2120.95
16.09. | 7 | -2128.013
16.09. | 8 | -2087.705
16.09. | 9 | -1914.005
16.09. | 10 | -1742.408
16.09. | 11 | -1891.208
16.09. | 12 | -1919.313
16.09. | 13 | -2069.965
16.09. | 14 | -2195.758
16.09. | 15 | -2243.601
16.09. | 16 | -2260.255
16.09. | 17 | -2226.352
16.09. | 18 | -2312.467
16.09. | 19 | -2312.652
16.09. | 20 | -2314.973
16.09. | 21 | -2317.998
16.09. | 22 | -2316.675
16.09. | 23 | -2314.637
16.09. | 24 | -2231.823
17.09. | 1 | -2167.256
17.09. | 2 | -2125.18
17.09. | 3 | -2102.346
17.09. | 4 | -2091.057
17.09. | 5 | -2102.331
17.09. | 6 | -2165.45
17.09. | 7 | -2179.123
17.09. | 8 | -2139.107
17.09. | 9 | -2041.523
17.09. | 10 | -1866.4
17.09. | 11 | -1709.368
17.09. | 12 | -1830.516
17.09. | 13 | -1948.584
17.09. | 14 | -2013.601
17.09. | 15 | -2060.392
17.09. | 16 | -2094.537
17.09. | 17 | -2316.191
17.09. | 18 | -2316.37
17.09. | 19 | -2316.125
17.09. | 20 | -2317.817
17.09. | 21 | -2319.76
17.09. | 22 | -2317.393
17.09. | 23 | -2314.416
17.09. | 24 | -2242.285
18.09. | 1 | -2105.535
18.09. | 2 | -2071.456
18.09. | 3 | -2052.769
18.09. | 4 | -2043.194
18.09. | 5 | -2056.162
18.09. | 6 | -2125.615
18.09. | 7 | -2178.305
18.09. | 8 | -1956.622
18.09. | 9 | -1718.761
18.09. | 10 | -1577.458
18.09. | 11 | -1578.429
18.09. | 12 | -1579.458
18.09. | 13 | -1580.608
18.09. | 14 | -2097.506
18.09. | 15 | -2245.236
18.09. | 16 | -2186.607
18.09. | 17 | -2313.206
18.09. | 18 | -2316.508
18.09. | 19 | -2316.315
18.09. | 20 | -2318.754
18.09. | 21 | -2319.845
18.09. | 22 | -2317.32
18.09. | 23 | -2222.189
18.09. | 24 | -2144.043
19.09. | 1 | -2087.161
19.09. | 2 | -2052.677
19.09. | 3 | -2035.365
19.09. | 4 | -2025.975
19.09. | 5 | -2037.949
19.09. | 6 | -2107.558
19.09. | 7 | -2171.593
19.09. | 8 | -2028.132
19.09. | 9 | -1874.881
19.09. | 10 | -1633.828
19.09. | 11 | -1578.422
19.09. | 12 | -1712.902
19.09. | 13 | -1869.277
19.09. | 14 | -1886.281
19.09. | 15 | -1822.653
19.09. | 16 | -1941.021
19.09. | 17 | -2191.972
19.09. | 18 | -2316.414
19.09. | 19 | -2316.217
19.09. | 20 | -2318.653
19.09. | 21 | -2319.657
19.09. | 22 | -2317.211
19.09. | 23 | -2243.202
19.09. | 24 | -2157.785
20.09. | 1 | -2097.547
20.09. | 2 | -2063.662
20.09. | 3 | -2047.199
20.09. | 4 | -2038.405
20.09. | 5 | -2050.281
20.09. | 6 | -2117.149
20.09. | 7 | -2167.628
20.09. | 8 | -2090.788
20.09. | 9 | -1911.391
20.09. | 10 | -1880.334
20.09. | 11 | -2074.694
20.09. | 12 | -2145.697
20.09. | 13 | -2184.386
20.09. | 14 | -2043.034
20.09. | 15 | -1906.312
20.09. | 16 | -1966.715
20.09. | 17 | -2255.324
20.09. | 18 | -2316.524
20.09. | 19 | -2316.279
20.09. | 20 | -2318.705
20.09. | 21 | -2319.747
20.09. | 22 | -2317.296
20.09. | 23 | -2250.756
20.09. | 24 | -2172.116
21.09. | 1 | -2111.408
21.09. | 2 | -2076.192
21.09. | 3 | -2054.947
21.09. | 4 | -2045.566
21.09. | 5 | -2059.514
21.09. | 6 | -2125.258
21.09. | 7 | -2121.791
21.09. | 8 | -1909.281
21.09. | 9 | -1678.287
21.09. | 10 | -1577.518
21.09. | 11 | -1578.401
21.09. | 12 | -1579.35
21.09. | 13 | -1580.333
21.09. | 14 | -1579.015
21.09. | 15 | -1600.102
21.09. | 16 | -1873.979
21.09. | 17 | -2201.766
21.09. | 18 | -2315.633
21.09. | 19 | -2315.443
21.09. | 20 | -2317.335
21.09. | 21 | -2318.137
21.09. | 22 | -2316.06
21.09. | 23 | -2259.919
21.09. | 24 | -2205.597
22.09. | 1 | -2144.343
22.09. | 2 | -2103.679
22.09. | 3 | -2081.36
22.09. | 4 | -2067.944
22.09. | 5 | -2073.228
22.09. | 6 | -2107.885
22.09. | 7 | -2036.213
22.09. | 8 | -1780.268
22.09. | 9 | -1570.554
22.09. | 10 | -1573.718
22.09. | 11 | -1575.307
22.09. | 12 | -1576.424
22.09. | 13 | -1577.653
22.09. | 14 | -1577.699
22.09. | 15 | -1575.489
22.09. | 16 | -1765.383
22.09. | 17 | -2138.659
22.09. | 18 | -2313.257
22.09. | 19 | -2313.513
22.09. | 20 | -2315.913
22.09. | 21 | -2317.599
22.09. | 22 | -2315.986
22.09. | 23 | -2272.879
22.09. | 24 | -2178.821
23.09. | 1 | -2118.028
23.09. | 2 | -2077.196
23.09. | 3 | -2053.87
23.09. | 4 | -2036.485
23.09. | 5 | -2038.998
23.09. | 6 | -2060.353
23.09. | 7 | -1984.496
23.09. | 8 | -1757.251
23.09. | 9 | -1568.502
23.09. | 10 | -1570.759
23.09. | 11 | -1572.156
23.09. | 12 | -1573.438
23.09. | 13 | -1574.682
23.09. | 14 | -1575.438
23.09. | 15 | -1573.738
23.09. | 16 | -1723.941
23.09. | 17 | -2066.653
23.09. | 18 | -2308.77
23.09. | 19 | -2312.445
23.09. | 20 | -2315.478
23.09. | 21 | -2317.929
23.09. | 22 | -2314.064
23.09. | 23 | -2216.908
23.09. | 24 | -2135.237
24.09. | 1 | -2078.299
24.09. | 2 | -2046.02
24.09. | 3 | -2026.473
24.09. | 4 | -2017.723
24.09. | 5 | -2031.729
24.09. | 6 | -2100.214
24.09. | 7 | -2083.565
24.09. | 8 | -1848.801
24.09. | 9 | -1629.815
24.09. | 10 | -1577.521
24.09. | 11 | -1578.397
24.09. | 12 | -1579.263
24.09. | 13 | -1580.484
24.09. | 14 | -1579.431
24.09. | 15 | -1576.594
24.09. | 16 | -1848.649
24.09. | 17 | -2195.645
24.09. | 18 | -2316.034
24.09. | 19 | -2315.769
24.09. | 20 | -2318.078
24.09. | 21 | -2319.386
24.09. | 22 | -2316.85
24.09. | 23 | -2222.768
24.09. | 24 | -2138.913
25.09. | 1 | -2049.861
25.09. | 2 | -2016.806
25.09. | 3 | -2001.705
25.09. | 4 | -1994.396
25.09. | 5 | -2007.675
25.09. | 6 | -2076.677
25.09. | 7 | -2068.382
25.09. | 8 | -1813.966
25.09. | 9 | -1582.881
25.09. | 10 | -1577.273
25.09. | 11 | -1578.135
25.09. | 12 | -1579.306
25.09. | 13 | -1580.284
25.09. | 14 | -1579.458
25.09. | 15 | -1724.239
25.09. | 16 | -1954.365
25.09. | 17 | -2246.693
25.09. | 18 | -2316.102
25.09. | 19 | -2316.063
25.09. | 20 | -2319.217
25.09. | 21 | -2319.894
25.09. | 22 | -2293.355
25.09. | 23 | -2186.531
25.09. | 24 | -2109.104
26.09. | 1 | -2052.98
26.09. | 2 | -2022.016
26.09. | 3 | -2006.395
26.09. | 4 | -1998.435
26.09. | 5 | -2013.179
26.09. | 6 | -2084.636
26.09. | 7 | -2108.924
26.09. | 8 | -1891.694
26.09. | 9 | -1657.652
26.09. | 10 | -1577.667
26.09. | 11 | -1578.616
26.09. | 12 | -1579.749
26.09. | 13 | -1580.843
26.09. | 14 | -1580.053
26.09. | 15 | -1576.925
26.09. | 16 | -1876.918
26.09. | 17 | -2171.332
26.09. | 18 | -2316.101
26.09. | 19 | -2316.109
26.09. | 20 | -2318.961
26.09. | 21 | -2319.879
26.09. | 22 | -2296.571
26.09. | 23 | -2193.791
26.09. | 24 | -2087.082
27.09. | 1 | -2055.86
27.09. | 2 | -2023.284
27.09. | 3 | -2006.43
27.09. | 4 | -2001.273
27.09. | 5 | -2010.966
27.09. | 6 | -2081.769
27.09. | 7 | -2117.76
27.09. | 8 | -1894.217
27.09. | 9 | -1651.476
27.09. | 10 | -1583.055
27.09. | 11 | -1578.422
27.09. | 12 | -1579.472
27.09. | 13 | -1580.612
27.09. | 14 | -1579.738
27.09. | 15 | -1576.791
27.09. | 16 | -1775.591
27.09. | 17 | -2139.56
27.09. | 18 | -2316.194
27.09. | 19 | -2316.037
27.09. | 20 | -2319.159
27.09. | 21 | -2319.805
27.09. | 22 | -2291.417
27.09. | 23 | -2190.146
27.09. | 24 | -2114.914
28.09. | 1 | -2060.169
28.09. | 2 | -2026.968
28.09. | 3 | -2010.031
28.09. | 4 | -2001.912
28.09. | 5 | -2015.739
28.09. | 6 | -2085.551
28.09. | 7 | -2105.85
28.09. | 8 | -1867.187
28.09. | 9 | -1609.183
28.09. | 10 | -1576.927
28.09. | 11 | -1577.716
28.09. | 12 | -1578.722
28.09. | 13 | -1579.534
28.09. | 14 | -1578.787
28.09. | 15 | -1585.426
28.09. | 16 | -1860.196
28.09. | 17 | -2221.491
28.09. | 18 | -2314.964
28.09. | 19 | -2314.752
28.09. | 20 | -2317.381
28.09. | 21 | -2317.942
28.09. | 22 | -2290.894
28.09. | 23 | -2202.433
28.09. | 24 | -2140.055
29.09. | 1 | -2080.19
29.09. | 2 | -1960.711
29.09. | 3 | -1879.241
29.09. | 4 | -1826.545
29.09. | 5 | -1762.757
29.09. | 6 | -1770.985
29.09. | 7 | -1727.021
29.09. | 8 | -1294.126
29.09. | 9 | -894.022
29.09. | 10 | -1336.934
29.09. | 11 | -1574.936
29.09. | 12 | -1575.991
29.09. | 13 | -1577.073
29.09. | 14 | -1577.144
29.09. | 15 | -1574.989
29.09. | 16 | -1750.356
29.09. | 17 | -2106.829
29.09. | 18 | -2312.778
29.09. | 19 | -2312.735
29.09. | 20 | -2315.968
29.09. | 21 | -2317.107
29.09. | 22 | -2291.817
29.09. | 23 | -2209.05
29.09. | 24 | -2140.272
30.09. | 1 | -2081.622
30.09. | 2 | -2046.759
30.09. | 3 | -2024.817
30.09. | 4 | -2009.059
30.09. | 5 | -2011.545
30.09. | 6 | -2031.941
30.09. | 7 | -1946.56
30.09. | 8 | -1648.875
30.09. | 9 | -1568.081
30.09. | 10 | -1570.494
30.09. | 11 | -1572.05
30.09. | 12 | -1573.157
30.09. | 13 | -1574.462
30.09. | 14 | -1575.069
30.09. | 15 | -1573.143
30.09. | 16 | -1733.297
30.09. | 17 | -2070.128
30.09. | 18 | -2274.996
30.09. | 19 | -2311.965
30.09. | 20 | -2315.642
30.09. | 21 | -2317.471
30.09. | 22 | -2267.699
30.09. | 23 | -2175.444
30.09. | 24 | -2098.842
01.10. | 1 | -2044.345
01.10. | 2 | -2016.303
01.10. | 3 | -1997.93
01.10. | 4 | -1992.752
01.10. | 5 | -2007.107
01.10. | 6 | -2075.036
01.10. | 7 | -2076.115
01.10. | 8 | -1812.633
01.10. | 9 | -1574.797
01.10. | 10 | -1576.73
01.10. | 11 | -1577.735
01.10. | 12 | -1578.603
01.10. | 13 | -1579.712
01.10. | 14 | -1579.031
01.10. | 15 | -1576.37
01.10. | 16 | -1809.071
01.10. | 17 | -2187.06
01.10. | 18 | -2315.824
01.10. | 19 | -2315.484
01.10. | 20 | -2317.615
01.10. | 21 | -2319.143
01.10. | 22 | -2299.888
01.10. | 23 | -2192.975
01.10. | 24 | -2119.607
02.10. | 1 | -2030.385
02.10. | 2 | -2002.601
02.10. | 3 | -1985.601
02.10. | 4 | -1980.771
02.10. | 5 | -1995.204
02.10. | 6 | -2066.92
02.10. | 7 | -2147.661
02.10. | 8 | -1972.402
02.10. | 9 | -1760.725
02.10. | 10 | -1658.728
02.10. | 11 | -1577.29
02.10. | 12 | -1578.302
02.10. | 13 | -1666.435
02.10. | 14 | -1810.468
02.10. | 15 | -2004.828
02.10. | 16 | -2155.486
02.10. | 17 | -2280.842
02.10. | 18 | -2315.094
02.10. | 19 | -2315.459
02.10. | 20 | -2318.936
02.10. | 21 | -2319.259
02.10. | 22 | -2270.124
02.10. | 23 | -2162.438
02.10. | 24 | -2084.229
03.10. | 1 | -2033.372
03.10. | 2 | -2008.837
03.10. | 3 | -1993.94
03.10. | 4 | -1978.84
03.10. | 5 | -1993.382
03.10. | 6 | -2064.261
03.10. | 7 | -2116.641
03.10. | 8 | -1943.215
03.10. | 9 | -1799.869
03.10. | 10 | -1576.845
03.10. | 11 | -1577.358
03.10. | 12 | -1578.588
03.10. | 13 | -1579.302
03.10. | 14 | -1579.057
03.10. | 15 | -1576.43
03.10. | 16 | -1729.075
03.10. | 17 | -2156.645
03.10. | 18 | -2315.245
03.10. | 19 | -2315.897
03.10. | 20 | -2319.252
03.10. | 21 | -2319.369
03.10. | 22 | -2261.835
03.10. | 23 | -2155.291
03.10. | 24 | -2073.159
04.10. | 1 | -2022.892
04.10. | 2 | -1992.103
04.10. | 3 | -1978.355
04.10. | 4 | -1973.298
04.10. | 5 | -1986.515
04.10. | 6 | -2057.349
04.10. | 7 | -2093.56
04.10. | 8 | -1880.195
04.10. | 9 | -1633.924
04.10. | 10 | -1576.824
04.10. | 11 | -1577.662
04.10. | 12 | -1578.983
04.10. | 13 | -1579.803
04.10. | 14 | -1579.162
04.10. | 15 | -1633.599
04.10. | 16 | -1811.625
04.10. | 17 | -2167.581
04.10. | 18 | -2315.843
04.10. | 19 | -2316.039
04.10. | 20 | -2319.309
04.10. | 21 | -2319.544
04.10. | 22 | -2264.869
04.10. | 23 | -2161.857
04.10. | 24 | -2089.929
05.10. | 1 | -2041.559
05.10. | 2 | -2010.588
05.10. | 3 | -1994.357
05.10. | 4 | -1987.084
05.10. | 5 | -2000.792
05.10. | 6 | -2070.773
05.10. | 7 | -2108.547
05.10. | 8 | -1826.151
05.10. | 9 | -1574.683
05.10. | 10 | -1576.935
05.10. | 11 | -1577.92
05.10. | 12 | -1578.936
05.10. | 13 | -1579.816
05.10. | 14 | -1579.036
05.10. | 15 | -1576.073
05.10. | 16 | -1815.025
05.10. | 17 | -2172.867
05.10. | 18 | -2314.964
05.10. | 19 | -2315.11
05.10. | 20 | -2318.164
05.10. | 21 | -2317.989
05.10. | 22 | -2271.523
05.10. | 23 | -2184.536
05.10. | 24 | -2112.722
06.10. | 1 | -2060.023
06.10. | 2 | -2026.746
06.10. | 3 | -2004.956
06.10. | 4 | -1994.638
06.10. | 5 | -2002.026
06.10. | 6 | -2041.119
06.10. | 7 | -2014.942
06.10. | 8 | -1808.596
06.10. | 9 | -1641.348
06.10. | 10 | -1573.287
06.10. | 11 | -1574.813
06.10. | 12 | -1575.681
06.10. | 13 | -1576.619
06.10. | 14 | -1576.737
06.10. | 15 | -1574.523
06.10. | 16 | -1873.494
06.10. | 17 | -2184.228
06.10. | 18 | -2312.416
06.10. | 19 | -2312.656
06.10. | 20 | -2316.022
06.10. | 21 | -2316.855
06.10. | 22 | -2265.012
06.10. | 23 | -2184.941
06.10. | 24 | -2119.376
07.10. | 1 | -2065.282
07.10. | 2 | -2031.602
07.10. | 3 | -2010.541
07.10. | 4 | -1999.147
07.10. | 5 | -2002.139
07.10. | 6 | -2027.838
07.10. | 7 | -1964.726
07.10. | 8 | -1674.957
07.10. | 9 | -1567.721
07.10. | 10 | -1570.107
07.10. | 11 | -1571.628
07.10. | 12 | -1572.907
07.10. | 13 | -1574.081
07.10. | 14 | -1574.83
07.10. | 15 | -1572.979
07.10. | 16 | -1810.736
07.10. | 17 | -2088.827
07.10. | 18 | -2256.43
07.10. | 19 | -2306.41
07.10. | 20 | -2316.032
07.10. | 21 | -2313.09
07.10. | 22 | -2235.801
07.10. | 23 | -2149.518
07.10. | 24 | -2080.646
08.10. | 1 | -2029
08.10. | 2 | -2001.637
08.10. | 3 | -1987.789
08.10. | 4 | -1980.47
08.10. | 5 | -1994.701
08.10. | 6 | -2066.165
08.10. | 7 | -2141.88
08.10. | 8 | -2030.653
08.10. | 9 | -1829.624
08.10. | 10 | -1576.321
08.10. | 11 | -1612.458
08.10. | 12 | -1577.802
08.10. | 13 | -1698.281
08.10. | 14 | -1885.568
08.10. | 15 | -1946.952
08.10. | 16 | -2100.216
08.10. | 17 | -2287.132
08.10. | 18 | -2314.78
08.10. | 19 | -2315.09
08.10. | 20 | -2318.555
08.10. | 21 | -2318.928
08.10. | 22 | -2259.854
08.10. | 23 | -2155.473
08.10. | 24 | -2096.448
09.10. | 1 | -2017.246
09.10. | 2 | -1989.598
09.10. | 3 | -1976.165
09.10. | 4 | -1971.207
09.10. | 5 | -1984.283
09.10. | 6 | -2052.058
09.10. | 7 | -2144.901
09.10. | 8 | -2040.917
09.10. | 9 | -1975.015
09.10. | 10 | -1710.298
09.10. | 11 | -1605.363
09.10. | 12 | -1578.857
09.10. | 13 | -1579.874
09.10. | 14 | -1663.125
09.10. | 15 | -2003.621
09.10. | 16 | -2218.927
09.10. | 17 | -2277.01
09.10. | 18 | -2315.294
09.10. | 19 | -2315.748
09.10. | 20 | -2319.508
09.10. | 21 | -2319.459
09.10. | 22 | -2243.951
09.10. | 23 | -2140.529
09.10. | 24 | -2070.555
10.10. | 1 | -2017.986
10.10. | 2 | -1992.16
10.10. | 3 | -1978.105
10.10. | 4 | -1973.088
10.10. | 5 | -1987.336
10.10. | 6 | -2056.269
10.10. | 7 | -2101.607
10.10. | 8 | -1861.243
10.10. | 9 | -1574.619
10.10. | 10 | -1576.806
10.10. | 11 | -1577.502
10.10. | 12 | -1626.83
10.10. | 13 | -1871.295
10.10. | 14 | -2269.139
10.10. | 15 | -2266.471
10.10. | 16 | -2265.029
10.10. | 17 | -2315.234
10.10. | 18 | -2315.392
10.10. | 19 | -2315.908
10.10. | 20 | -2319.62
10.10. | 21 | -2279.403
10.10. | 22 | -2060.453
10.10. | 23 | -2161.708
10.10. | 24 | -2077.55
11.10. | 1 | -2026.36
11.10. | 2 | -2000.86
11.10. | 3 | -1986.758
11.10. | 4 | -1980.749
11.10. | 5 | -1995.039
11.10. | 6 | -2067.136
11.10. | 7 | -2177.19
11.10. | 8 | -2077.843
11.10. | 9 | -1930.593
11.10. | 10 | -1894.553
11.10. | 11 | -1905.106
11.10. | 12 | -1821.083
11.10. | 13 | -1914.617
11.10. | 14 | -1951.037
11.10. | 15 | -2143.972
11.10. | 16 | -2232.243
11.10. | 17 | -2299.372
11.10. | 18 | -2315.46
11.10. | 19 | -2315.985
11.10. | 20 | -2319.514
11.10. | 21 | -2319.422
11.10. | 22 | -2259.433
11.10. | 23 | -2156.155
11.10. | 24 | -2070.4
12.10. | 1 | -2021.224
12.10. | 2 | -1991.725
12.10. | 3 | -1977.12
12.10. | 4 | -1972.251
12.10. | 5 | -1986.329
12.10. | 6 | -2051.917
12.10. | 7 | -2115.997
12.10. | 8 | -1913.185
12.10. | 9 | -1702.319
12.10. | 10 | -1576.563
12.10. | 11 | -1577.521
12.10. | 12 | -1578.454
12.10. | 13 | -1579.003
12.10. | 14 | -1578.327
12.10. | 15 | -1575.568
12.10. | 16 | -1839.837
12.10. | 17 | -2202.833
12.10. | 18 | -2314.368
12.10. | 19 | -2314.916
12.10. | 20 | -2318.038
12.10. | 21 | -2317.585
12.10. | 22 | -2239.22
12.10. | 23 | -2151.917
12.10. | 24 | -2062.4
13.10. | 1 | -1561.317
13.10. | 2 | -1194.446
13.10. | 3 | -986.864
13.10. | 4 | -932.697
13.10. | 5 | -953.947
13.10. | 6 | -1043.469
13.10. | 7 | -1083.82
13.10. | 8 | -790.599
13.10. | 9 | -387.71
13.10. | 10 | -102.777
13.10. | 11 | -1554
13.10. | 12 | -1554
13.10. | 13 | -1426.4
13.10. | 14 | -1554
13.10. | 15 | -1554
13.10. | 16 | -1745.678
13.10. | 17 | -2068.866
13.10. | 18 | -2213.934
13.10. | 19 | -2291.855
13.10. | 20 | -2294
13.10. | 21 | -1745.358
13.10. | 22 | -2069.192
13.10. | 23 | -2109.342
13.10. | 24 | -2062.366
14.10. | 1 | -2014.289
14.10. | 2 | -1984.24
14.10. | 3 | -1966.03
14.10. | 4 | -1957.97
14.10. | 5 | -1949.597
14.10. | 6 | -1992.512
14.10. | 7 | -1972.809
14.10. | 8 | -1422.418
14.10. | 9 | -1038.014
14.10. | 10 | -889.014
14.10. | 11 | -1554
14.10. | 12 | -1554
14.10. | 13 | -1554
14.10. | 14 | -1554
14.10. | 15 | -1554
14.10. | 16 | -1760.01
14.10. | 17 | -2094.852
14.10. | 18 | -2214.587
14.10. | 19 | -2292.967
14.10. | 20 | -2294
14.10. | 21 | -2283.607
14.10. | 22 | -2192.066
14.10. | 23 | -2108.811
14.10. | 24 | -2036.837
15.10. | 1 | -1991.689
15.10. | 2 | -1967.008
15.10. | 3 | -1956.235
15.10. | 4 | -1951.819
15.10. | 5 | -1967.214
15.10. | 6 | -2033.06
15.10. | 7 | -2095.946
15.10. | 8 | -1997.099
15.10. | 9 | -1767.031
15.10. | 10 | -1581.994
15.10. | 11 | -1554
15.10. | 12 | -1554
15.10. | 13 | -1554
15.10. | 14 | -1624.296
15.10. | 15 | -1761.964
15.10. | 16 | -2028.421
15.10. | 17 | -2233.481
15.10. | 18 | -2294
15.10. | 19 | -2294
15.10. | 20 | -2294
15.10. | 21 | -2294
15.10. | 22 | -2206.322
15.10. | 23 | -2111.677
15.10. | 24 | -2054.215
16.10. | 1 | -1991.445
16.10. | 2 | -1964.153
16.10. | 3 | -1953.89
16.10. | 4 | -1950.521
16.10. | 5 | -1962.697
16.10. | 6 | -2032.948
16.10. | 7 | -2137.018
16.10. | 8 | -1941.755
16.10. | 9 | -1731.369
16.10. | 10 | -1715.671
16.10. | 11 | -1754.208
16.10. | 12 | -1722.735
16.10. | 13 | -1674.413
16.10. | 14 | -1741.577
16.10. | 15 | -1784.72
16.10. | 16 | -1877.686
16.10. | 17 | -2211.627
16.10. | 18 | -2314.121
16.10. | 19 | -2315.69
16.10. | 20 | -2319.047
16.10. | 21 | -2318.709
16.10. | 22 | -2234.551
16.10. | 23 | -2132.761
16.10. | 24 | -2054.203
17.10. | 1 | -2007.049
17.10. | 2 | -1980.516
17.10. | 3 | -1968.003
17.10. | 4 | -1963.662
17.10. | 5 | -1977.313
17.10. | 6 | -2048.083
17.10. | 7 | -2154.026
17.10. | 8 | -2036.564
17.10. | 9 | -1813.006
17.10. | 10 | -1733.019
17.10. | 11 | -1576.553
17.10. | 12 | -1682.824
17.10. | 13 | -1764.533
17.10. | 14 | -1719.046
17.10. | 15 | -1817.681
17.10. | 16 | -2054.661
17.10. | 17 | -2249.044
17.10. | 18 | -2312.17
17.10. | 19 | -2315.772
17.10. | 20 | -2319.106
17.10. | 21 | -2318.8
17.10. | 22 | -2229.553
17.10. | 23 | -2132.111
17.10. | 24 | -2056.156
18.10. | 1 | -2006.041
18.10. | 2 | -1978.617
18.10. | 3 | -1965.673
18.10. | 4 | -1961.004
18.10. | 5 | -1975.773
18.10. | 6 | -2033.278
18.10. | 7 | -2106.523
18.10. | 8 | -1860.626
18.10. | 9 | -1572.633
18.10. | 10 | -1554
18.10. | 11 | -1554
18.10. | 12 | -1554
18.10. | 13 | -1554
18.10. | 14 | -1612.575
18.10. | 15 | -1769.957
18.10. | 16 | -1926.893
18.10. | 17 | -2210.504
18.10. | 18 | -2294
18.10. | 19 | -2294
18.10. | 20 | -2294
18.10. | 21 | -2294
18.10. | 22 | -2207.571
18.10. | 23 | -2110.53
18.10. | 24 | -2039.175
19.10. | 1 | -1991.143
19.10. | 2 | -1966.068
19.10. | 3 | -1951.111
19.10. | 4 | -1948.762
19.10. | 5 | -1963.428
19.10. | 6 | -2046.749
19.10. | 7 | -2175.992
19.10. | 8 | -2182.321
19.10. | 9 | -2099.459
19.10. | 10 | -1918.837
19.10. | 11 | -1638.308
19.10. | 12 | -1577.386
19.10. | 13 | -1578.35
19.10. | 14 | -1840.847
19.10. | 15 | -2034.898
19.10. | 16 | -2225.77
19.10. | 17 | -2281.13
19.10. | 18 | -2304.737
19.10. | 19 | -2314.808
19.10. | 20 | -2317.562
19.10. | 21 | -2314.824
19.10. | 22 | -2228.011
19.10. | 23 | -2141.613
19.10. | 24 | -2070.705
20.10. | 1 | -2019.141
20.10. | 2 | -1987.539
20.10. | 3 | -1969.414
20.10. | 4 | -1962.386
20.10. | 5 | -1970.746
20.10. | 6 | -2009.668
20.10. | 7 | -2035.103
20.10. | 8 | -1913.195
20.10. | 9 | -1754.03
20.10. | 10 | -1692.098
20.10. | 11 | -1685.497
20.10. | 12 | -1604.387
20.10. | 13 | -1576.605
20.10. | 14 | -1643.352
20.10. | 15 | -1783.353
20.10. | 16 | -1961.842
20.10. | 17 | -2199.619
20.10. | 18 | -2264.63
20.10. | 19 | -2313.285
20.10. | 20 | -2316.451
20.10. | 21 | -2313.425
20.10. | 22 | -2217.597
20.10. | 23 | -2139.91
20.10. | 24 | -2075.235
21.10. | 1 | -2023.46
21.10. | 2 | -1990.783
21.10. | 3 | -1972.069
21.10. | 4 | -1963.578
21.10. | 5 | -1967.65
21.10. | 6 | -1993.468
21.10. | 7 | -1976.196
21.10. | 8 | -1730.901
21.10. | 9 | -1466.512
21.10. | 10 | -1252.384
21.10. | 11 | -1571.852
21.10. | 12 | -1572.941
21.10. | 13 | -1574.418
21.10. | 14 | -1575.085
21.10. | 15 | -1573.068
21.10. | 16 | -1824.302
21.10. | 17 | -2111.407
21.10. | 18 | -2202.912
21.10. | 19 | -2296.757
21.10. | 20 | -2315.111
21.10. | 21 | -2282.776
21.10. | 22 | -2190.405
21.10. | 23 | -2103.639
21.10. | 24 | -2033.144
22.10. | 1 | -1986.886
22.10. | 2 | -1962.605
22.10. | 3 | -1949.961
22.10. | 4 | -1946.418
22.10. | 5 | -1962.658
22.10. | 6 | -2032.86
22.10. | 7 | -2128.482
22.10. | 8 | -1984.128
22.10. | 9 | -1787.022
22.10. | 10 | -1628.399
22.10. | 11 | -1576.428
22.10. | 12 | -1577.632
22.10. | 13 | -1578.43
22.10. | 14 | -1578.285
22.10. | 15 | -1671.008
22.10. | 16 | -1938.568
22.10. | 17 | -2225.311
22.10. | 18 | -2297.892
22.10. | 19 | -2315.606
22.10. | 20 | -1933.411
22.10. | 21 | -2315.741
22.10. | 22 | -2215.719
22.10. | 23 | -2114.886
22.10. | 24 | -2046.935
23.10. | 1 | -1971.067
23.10. | 2 | -1946.307
23.10. | 3 | -1933.906
23.10. | 4 | -1930.392
23.10. | 5 | -1946.506
23.10. | 6 | -2015.484
23.10. | 7 | -2097.646
23.10. | 8 | -1884.12
23.10. | 9 | -1574.194
23.10. | 10 | -1575.522
23.10. | 11 | -1576.488
23.10. | 12 | -1577.639
23.10. | 13 | -1578.467
23.10. | 14 | -1578.108
23.10. | 15 | -1575.154
23.10. | 16 | -1858.154
23.10. | 17 | -2193.488
23.10. | 18 | -2302.569
23.10. | 19 | -2316.612
23.10. | 20 | -2279.656
23.10. | 21 | -2261.412
23.10. | 22 | -2194.759
23.10. | 23 | -2094.848
23.10. | 24 | -2028.398
24.10. | 1 | -1981.621
24.10. | 2 | -1956.909
24.10. | 3 | -1943.551
24.10. | 4 | -1939.741
24.10. | 5 | -1953.99
24.10. | 6 | -2022.604
24.10. | 7 | -2114.461
24.10. | 8 | -1937.518
24.10. | 9 | -1611.896
24.10. | 10 | -1576.015
24.10. | 11 | -1576.651
24.10. | 12 | -1577.721
24.10. | 13 | -1578.577
24.10. | 14 | -1578.467
24.10. | 15 | -1575.506
24.10. | 16 | -1795.019
24.10. | 17 | -2179.697
24.10. | 18 | -2284.149
24.10. | 19 | -2316.545
24.10. | 20 | -2319.172
24.10. | 21 | -2073.835
24.10. | 22 | -2198.943
24.10. | 23 | -2103.919
24.10. | 24 | -2032.889
25.10. | 1 | -1984.672
25.10. | 2 | -1958.883
25.10. | 3 | -1945.701
25.10. | 4 | -1941.411
25.10. | 5 | -1956.075
25.10. | 6 | -2025.729
25.10. | 7 | -2109.379
25.10. | 8 | -1841.047
25.10. | 9 | -1574.656
25.10. | 10 | -1575.965
25.10. | 11 | -1576.954
25.10. | 12 | -1577.874
25.10. | 13 | -1578.718
25.10. | 14 | -1578.525
25.10. | 15 | -1575.604
25.10. | 16 | -1786.253
25.10. | 17 | -2183.676
25.10. | 18 | -2278.058
25.10. | 19 | -2316.272
25.10. | 20 | -2318.985
25.10. | 21 | -2311.855
25.10. | 22 | -2199.323
25.10. | 23 | -2101.379
25.10. | 24 | -2034.321
26.10. | 1 | -1987.117
26.10. | 2 | -1960.92
26.10. | 3 | -1948.778
26.10. | 4 | -1944.89
26.10. | 5 | -1960.063
26.10. | 6 | -2027.696
26.10. | 7 | -2119.699
26.10. | 8 | -1898.587
26.10. | 9 | -1574.532
26.10. | 10 | -1575.894
26.10. | 11 | -1576.725
26.10. | 12 | -1577.611
26.10. | 13 | -1578.496
26.10. | 14 | -1577.789
26.10. | 15 | -1574.843
26.10. | 16 | -1863.419
26.10. | 17 | -2197.072
26.10. | 18 | -2269.262
26.10. | 19 | -2315.066
26.10. | 20 | -2317.538
26.10. | 21 | -2291.899
26.10. | 22 | -2191.373
26.10. | 23 | -2109.469
26.10. | 24 | -2051.766
27.10. | 1 | -2004.303
27.10. | 2 | -1973.549
27.10. | 3 | -1957.756
27.10. | 4 | -1949.267
27.10. | 5 | -1957.336
27.10. | 6 | -1994.704
27.10. | 7 | -2020.792
27.10. | 8 | -1760.098
27.10. | 9 | -1570.007
27.10. | 10 | -1573.024
27.10. | 11 | -1574.518
27.10. | 12 | -1575.541
27.10. | 13 | -1576.531
27.10. | 14 | -1576.863
27.10. | 15 | -1574.652
27.10. | 16 | -1804.389
27.10. | 17 | -2166.635
27.10. | 18 | -2227.462
27.10. | 19 | -2312.113
27.10. | 20 | -2316.595
27.10. | 21 | -2276.865
27.10. | 22 | -2185.205
27.10. | 23 | -2111.58
27.10. | 24 | -1421.79
28.10. | 1 | -2052.08
28.10. | 2 | -1721.611
28.10. | 3 | -1521.697
28.10. | 4 | -1448.827
28.10. | 5 | -1374.195
28.10. | 6 | -1948.645
28.10. | 7 | -1972.313
28.10. | 8 | -2005.665
28.10. | 9 | -1796.001
28.10. | 10 | -2038.76
28.10. | 11 | -2087.013
28.10. | 12 | -1925.358
28.10. | 13 | -2030.257
28.10. | 14 | -2126.658
28.10. | 15 | -2123.423
28.10. | 16 | -2115.057
28.10. | 17 | -2112.093
28.10. | 18 | -2140.286
28.10. | 19 | -2199.217
28.10. | 20 | -2277.451
28.10. | 21 | -2294.732
28.10. | 22 | -2251.275
28.10. | 23 | -2171.358
28.10. | 24 | -2088.248
29.10. | 1 | -2012.564
29.10. | 2 | -1971.328
29.10. | 3 | -1948.321
29.10. | 4 | -1938.366
29.10. | 5 | -1934.467
29.10. | 6 | -1952.365
29.10. | 7 | -2026.166
29.10. | 8 | -2142.644
29.10. | 9 | -2205.499
29.10. | 10 | -2159.389
29.10. | 11 | -2010.958
29.10. | 12 | -1715.466
29.10. | 13 | -1790.473
29.10. | 14 | -1896.883
29.10. | 15 | -2003.093
29.10. | 16 | -2080.5
29.10. | 17 | -2139.621
29.10. | 18 | -2241.732
29.10. | 19 | -2305.754
29.10. | 20 | -2317.039
29.10. | 21 | -2318.945
29.10. | 22 | -2299.733
29.10. | 23 | -2187.044
29.10. | 24 | -2088.795
30.10. | 1 | -2000.061
30.10. | 2 | -1957.423
30.10. | 3 | -1935.321
30.10. | 4 | -1925.135
30.10. | 5 | -1922.962
30.10. | 6 | -1939.468
30.10. | 7 | -2011.322
30.10. | 8 | -2127.66
30.10. | 9 | -2210.023
30.10. | 10 | -2178.061
30.10. | 11 | -2078.337
30.10. | 12 | -1988.659
30.10. | 13 | -1959.037
30.10. | 14 | -1886.888
30.10. | 15 | -1833.871
30.10. | 16 | -1792.579
30.10. | 17 | -2016.3
30.10. | 18 | -2211.552
30.10. | 19 | -2316.955
30.10. | 20 | -2319.632
30.10. | 21 | -2320.087
30.10. | 22 | -2282.078
30.10. | 23 | -2171.314
30.10. | 24 | -2071.628
31.10. | 1 | -1959.311
31.10. | 2 | -1948.501
31.10. | 3 | -1927.732
31.10. | 4 | -1917.011
31.10. | 5 | -1915.542
31.10. | 6 | -1931.681
31.10. | 7 | -2004.09
31.10. | 8 | -2098.175
31.10. | 9 | -1944.725
31.10. | 10 | -1634.51
31.10. | 11 | -1575.927
31.10. | 12 | -1576.673
31.10. | 13 | -1577.651
31.10. | 14 | -1578.568
31.10. | 15 | -1640.116
31.10. | 16 | -1954.978
31.10. | 17 | -2099.606
31.10. | 18 | -2203.507
31.10. | 19 | -2296.153
31.10. | 20 | -2313.998
31.10. | 21 | -2314.837
31.10. | 22 | -2256.336
31.10. | 23 | -2152.699
31.10. | 24 | -2058.351
01.11. | 1 | -2012.082
01.11. | 2 | -1781.919
01.11. | 3 | -1695.794
01.11. | 4 | -1678.743
01.11. | 5 | -1738.177
01.11. | 6 | -1914.538
01.11. | 7 | -1974.756
01.11. | 8 | -2065.016
01.11. | 9 | -2126.384
01.11. | 10 | -2033.258
01.11. | 11 | -1914.878
01.11. | 12 | -1731.122
01.11. | 13 | -1657.836
01.11. | 14 | -1578.855
01.11. | 15 | -1728.679
01.11. | 16 | -1895.81
01.11. | 17 | -2081.269
01.11. | 18 | -2179.085
01.11. | 19 | -2269.397
01.11. | 20 | -2279.619
01.11. | 21 | -2258.968
01.11. | 22 | -2212.067
01.11. | 23 | -2132.537
01.11. | 24 | -2059.441
02.11. | 1 | -1990.284
02.11. | 2 | -1948.306
02.11. | 3 | -1921.651
02.11. | 4 | -1902.368
02.11. | 5 | -1897.456
02.11. | 6 | -1903.356
02.11. | 7 | -1925.466
02.11. | 8 | -1949.849
02.11. | 9 | -1974.897
02.11. | 10 | -1999.304
02.11. | 11 | -1964.166
02.11. | 12 | -1894.376
02.11. | 13 | -1832.658
02.11. | 14 | -1886.074
02.11. | 15 | -1813.672
02.11. | 16 | -1863.062
02.11. | 17 | -1942.111
02.11. | 18 | -2064.597
02.11. | 19 | -2155.73
02.11. | 20 | -2187.567
02.11. | 21 | -2188.939
02.11. | 22 | -2153.877
02.11. | 23 | -2088.554
02.11. | 24 | -2017.467
03.11. | 1 | -2006.882
03.11. | 2 | -1964.192
03.11. | 3 | -1936.033
03.11. | 4 | -1921.061
03.11. | 5 | -1915.451
03.11. | 6 | -1925.429
03.11. | 7 | -1961.818
03.11. | 8 | -1864.013
03.11. | 9 | -1924.958
03.11. | 10 | -1897.425
03.11. | 11 | -1949.154
03.11. | 12 | -1832.425
03.11. | 13 | -1896.701
03.11. | 14 | -1960.265
03.11. | 15 | -2028.327
03.11. | 16 | -2049.829
03.11. | 17 | -1756.546
03.11. | 18 | -2144.327
03.11. | 19 | -2200.889
03.11. | 20 | -2242.504
03.11. | 21 | -2245.121
03.11. | 22 | -2201.505
03.11. | 23 | -2124.618
03.11. | 24 | -1649.123
04.11. | 1 | -1987.857
04.11. | 2 | -1944.709
04.11. | 3 | -1919.155
04.11. | 4 | -1900.594
04.11. | 5 | -1895.432
04.11. | 6 | -1901.511
04.11. | 7 | -1924.065
04.11. | 8 | -1933.74
04.11. | 9 | -1770.021
04.11. | 10 | -1569.045
04.11. | 11 | -1571.226
04.11. | 12 | -1572.424
04.11. | 13 | -1573.124
04.11. | 14 | -1574.125
04.11. | 15 | -1574.236
04.11. | 16 | -1572.281
04.11. | 17 | -1735.469
04.11. | 18 | -1595.048
04.11. | 19 | -2156.21
04.11. | 20 | -2187.848
04.11. | 21 | -2188.39
04.11. | 22 | -2163.372
04.11. | 23 | -2096.215
04.11. | 24 | -2025.558
05.11. | 1 | -1958.306
05.11. | 2 | -1922.274
05.11. | 3 | -1902.003
05.11. | 4 | -1891.644
05.11. | 5 | -1890.22
05.11. | 6 | -1896.57
05.11. | 7 | -1960.038
05.11. | 8 | -2050.972
05.11. | 9 | -2012.907
05.11. | 10 | -1857.043
05.11. | 11 | -1721.95
05.11. | 12 | -1576.16
05.11. | 13 | -1577.266
05.11. | 14 | -1578.165
05.11. | 15 | -1578.019
05.11. | 16 | -1575.167
05.11. | 17 | -1894.526
05.11. | 18 | -2153.371
05.11. | 19 | -2252.598
05.11. | 20 | -2273.764
05.11. | 21 | -2266.479
05.11. | 22 | -2212.625
05.11. | 23 | -2114.442
05.11. | 24 | -2025.45
06.11. | 1 | -1963.211
06.11. | 2 | -1919.916
06.11. | 3 | -1896.993
06.11. | 4 | -1885.775
06.11. | 5 | -1883.688
06.11. | 6 | -1899.097
06.11. | 7 | -1967.351
06.11. | 8 | -2066.491
06.11. | 9 | -1991.87
06.11. | 10 | -1651.401
06.11. | 11 | -1575.221
06.11. | 12 | -1576.082
06.11. | 13 | -1581.926
06.11. | 14 | -1680.913
06.11. | 15 | -1881.373
06.11. | 16 | -1982.694
06.11. | 17 | -2080.776
06.11. | 18 | -2181.213
06.11. | 19 | -2263.744
06.11. | 20 | -2287.981
06.11. | 21 | -2289.102
06.11. | 22 | -2236.929
06.11. | 23 | -2135.178
06.11. | 24 | -2038.848
07.11. | 1 | -1963.875
07.11. | 2 | -1919.476
07.11. | 3 | -1897.394
07.11. | 4 | -1887.623
07.11. | 5 | -1885.212
07.11. | 6 | -1899.711
07.11. | 7 | -1966.915
07.11. | 8 | -2065.834
07.11. | 9 | -1972.247
07.11. | 10 | -1725.919
07.11. | 11 | -1575.449
07.11. | 12 | -1576.265
07.11. | 13 | -1577.251
07.11. | 14 | -1578.136
07.11. | 15 | -1578.113
07.11. | 16 | -1704.307
07.11. | 17 | -1869.588
07.11. | 18 | -2172.116
07.11. | 19 | -2265.545
07.11. | 20 | -2289.571
07.11. | 21 | -2287.56
07.11. | 22 | -2235.883
07.11. | 23 | -2136.264
07.11. | 24 | -2039.764
08.11. | 1 | -1968.618
08.11. | 2 | -1923.528
08.11. | 3 | -1899.883
08.11. | 4 | -1888.391
08.11. | 5 | -1886.359
08.11. | 6 | -1901.456
08.11. | 7 | -1971.772
08.11. | 8 | -2067.476
08.11. | 9 | -1905.678
08.11. | 10 | -1591.033
08.11. | 11 | -1575.837
08.11. | 12 | -1576.478
08.11. | 13 | -1577.548
08.11. | 14 | -1578.427
08.11. | 15 | -1578.397
08.11. | 16 | -1575.616
08.11. | 17 | -1880.243
08.11. | 18 | -2179.53
08.11. | 19 | -2267.666
08.11. | 20 | -2290.569
08.11. | 21 | -2289.681
08.11. | 22 | -2238.905
08.11. | 23 | -2139.04
08.11. | 24 | -2044.664
09.11. | 1 | -1968.242
09.11. | 2 | -1925.197
09.11. | 3 | -1900.35
09.11. | 4 | -1889.748
09.11. | 5 | -1887.742
09.11. | 6 | -1904.1
09.11. | 7 | -1968.791
09.11. | 8 | -2063.904
09.11. | 9 | -1903.474
09.11. | 10 | -1574.055
09.11. | 11 | -1575.868
09.11. | 12 | -1524.156
09.11. | 13 | -1542.157
09.11. | 14 | -1578.442
09.11. | 15 | -1577.959
09.11. | 16 | -1574.947
09.11. | 17 | -1871.562
09.11. | 18 | -2175.339
09.11. | 19 | -2020.541
09.11. | 20 | -2273
09.11. | 21 | -2264.884
09.11. | 22 | -2217.597
09.11. | 23 | -2129.837
09.11. | 24 | -2051.576
10.11. | 1 | -1986.9
10.11. | 2 | -1940.96
10.11. | 3 | -1912.702
10.11. | 4 | -1897.035
10.11. | 5 | -1892.689
10.11. | 6 | -1901.04
10.11. | 7 | -1934.523
10.11. | 8 | -1969.337
10.11. | 9 | -1922.84
10.11. | 10 | -1570.552
10.11. | 11 | -1573.342
10.11. | 12 | -1856.733
10.11. | 13 | -1910.62
10.11. | 14 | -1851.48
10.11. | 15 | -1949.634
10.11. | 16 | -1989.332
10.11. | 17 | -2069.18
10.11. | 18 | -2124.879
10.11. | 19 | -2207.285
10.11. | 20 | -2226.673
10.11. | 21 | -2227.496
10.11. | 22 | -2188.51
10.11. | 23 | -2112.998
10.11. | 24 | -2046.568
11.11. | 1 | -1976.587
11.11. | 2 | -1692.878
11.11. | 3 | -1546.324
11.11. | 4 | -1899.897
11.11. | 5 | -1892.88
11.11. | 6 | -1895.161
11.11. | 7 | -1892.09
11.11. | 8 | -1895.018
11.11. | 9 | -1837.361
11.11. | 10 | -1658.91
11.11. | 11 | -1570.97
11.11. | 12 | -1572.41
11.11. | 13 | -1573.438
11.11. | 14 | -1574.745
11.11. | 15 | -1575.297
11.11. | 16 | -1573.008
11.11. | 17 | -1774.742
11.11. | 18 | -2075.846
11.11. | 19 | -2172.339
11.11. | 20 | -2199.982
11.11. | 21 | -2208.291
11.11. | 22 | -2176.661
11.11. | 23 | -2104.099
11.11. | 24 | -2024.733
12.11. | 1 | -1962.31
12.11. | 2 | -1922.088
12.11. | 3 | -1899.621
12.11. | 4 | -1888.457
12.11. | 5 | -1886.368
12.11. | 6 | -1901.533
12.11. | 7 | -1969.534
12.11. | 8 | -2073.101
12.11. | 9 | -1953.743
12.11. | 10 | -1573.427
12.11. | 11 | -1575.176
12.11. | 12 | -1575.842
12.11. | 13 | -1576.842
12.11. | 14 | -1577.856
12.11. | 15 | -1577.949
12.11. | 16 | -1575.287
12.11. | 17 | -1937.598
12.11. | 18 | -2187.231
12.11. | 19 | -2268.23
12.11. | 20 | -2292.151
12.11. | 21 | -2293.865
12.11. | 22 | -2246.091
12.11. | 23 | -2146.759
12.11. | 24 | -2049.469
13.11. | 1 | -1977.411
13.11. | 2 | -1930.132
13.11. | 3 | -1904.894
13.11. | 4 | -1892.803
13.11. | 5 | -1890.058
13.11. | 6 | -1905.112
13.11. | 7 | -1976.333
13.11. | 8 | -2092.741
13.11. | 9 | -2064.184
13.11. | 10 | -1703.821
13.11. | 11 | -1575.737
13.11. | 12 | -1576.3
13.11. | 13 | -1577.288
13.11. | 14 | -1578.284
13.11. | 15 | -1578.21
13.11. | 16 | -1615.438
13.11. | 17 | -2038.984
13.11. | 18 | -2207.196
13.11. | 19 | -2282.799
13.11. | 20 | -2307.371
13.11. | 21 | -2312.936
13.11. | 22 | -2265.914
13.11. | 23 | -2160.601
13.11. | 24 | -2059.104
14.11. | 1 | -1981.651
14.11. | 2 | -1933.537
14.11. | 3 | -1908.961
14.11. | 4 | -1896.406
14.11. | 5 | -1894.265
14.11. | 6 | -1910.05
14.11. | 7 | -1980.171
14.11. | 8 | -2097.599
14.11. | 9 | -2087.16
14.11. | 10 | -1925.749
14.11. | 11 | -1670.762
14.11. | 12 | -1576.545
14.11. | 13 | -1577.486
14.11. | 14 | -1578.415
14.11. | 15 | -1696.285
14.11. | 16 | -1790.911
14.11. | 17 | -2062.823
14.11. | 18 | -2215.427
14.11. | 19 | -2287.478
14.11. | 20 | -2311.951
14.11. | 21 | -2315.186
14.11. | 22 | -2267.962
14.11. | 23 | -2167.131
14.11. | 24 | -2065.278
15.11. | 1 | -1987.334
15.11. | 2 | -1940.311
15.11. | 3 | -1914.177
15.11. | 4 | -1900.608
15.11. | 5 | -1899.326
15.11. | 6 | -1913.89
15.11. | 7 | -1981.638
15.11. | 8 | -2094.816
15.11. | 9 | -2006.581
15.11. | 10 | -1703.72
15.11. | 11 | -1575.804
15.11. | 12 | -1576.657
15.11. | 13 | -1577.817
15.11. | 14 | -1578.656
15.11. | 15 | -1747.061
15.11. | 16 | -1876.568
15.11. | 17 | -2061.119
15.11. | 18 | -2213.191
15.11. | 19 | -2281.263
15.11. | 20 | -2306.607
15.11. | 21 | -2309.69
15.11. | 22 | -2268.585
15.11. | 23 | -2170.533
15.11. | 24 | -2069.111
16.11. | 1 | -1987.669
16.11. | 2 | -1939.471
16.11. | 3 | -1913.912
16.11. | 4 | -1900.747
16.11. | 5 | -1896.838
16.11. | 6 | -1911.335
16.11. | 7 | -1979.877
16.11. | 8 | -2092.474
16.11. | 9 | -2097.385
16.11. | 10 | -1908.055
16.11. | 11 | -1628.585
16.11. | 12 | -1579.096
16.11. | 13 | -1599.734
16.11. | 14 | -1752.761
16.11. | 15 | -1706.589
16.11. | 16 | -1872.753
16.11. | 17 | -2103.767
16.11. | 18 | -2210.642
16.11. | 19 | -2269.578
16.11. | 20 | -2284.709
16.11. | 21 | -2282.365
16.11. | 22 | -2246.981
16.11. | 23 | -2160.409
16.11. | 24 | -2079.948
17.11. | 1 | -2009.774
17.11. | 2 | -1958.17
17.11. | 3 | -1926.027
17.11. | 4 | -1907.965
17.11. | 5 | -1900.581
17.11. | 6 | -1908.995
17.11. | 7 | -1942.621
17.11. | 8 | -1982.565
17.11. | 9 | -1908.333
17.11. | 10 | -1698.795
17.11. | 11 | -1573.142
17.11. | 12 | -1574.36
17.11. | 13 | -1575.373
17.11. | 14 | -1576.51
17.11. | 15 | -1598.765
17.11. | 16 | -1854.566
17.11. | 17 | -2002.057
17.11. | 18 | -2157.539
17.11. | 19 | -2234.946
17.11. | 20 | -2253.346
17.11. | 21 | -2255.328
17.11. | 22 | -2219.341
17.11. | 23 | -2144.697
17.11. | 24 | -2072.481
18.11. | 1 | -2005.666
18.11. | 2 | -1956.852
18.11. | 3 | -1925.41
18.11. | 4 | -1906.652
18.11. | 5 | -1899.585
18.11. | 6 | -1903.29
18.11. | 7 | -1920.096
18.11. | 8 | -1935.153
18.11. | 9 | -1849.282
18.11. | 10 | -1621.611
18.11. | 11 | -1570.571
18.11. | 12 | -1572.174
18.11. | 13 | -1573.216
18.11. | 14 | -1682.561
18.11. | 15 | -1903.44
18.11. | 16 | -1975.446
18.11. | 17 | -1997.189
18.11. | 18 | -2105.296
18.11. | 19 | -2194.516
18.11. | 20 | -2228.151
18.11. | 21 | -2243.571
18.11. | 22 | -2211.076
18.11. | 23 | -2132.794
18.11. | 24 | -2045.568
19.11. | 1 | -1973.756
19.11. | 2 | -1929.322
19.11. | 3 | -1904.121
19.11. | 4 | -1892.588
19.11. | 5 | -1889.838
19.11. | 6 | -1905.687
19.11. | 7 | -1974.947
19.11. | 8 | -2089.922
19.11. | 9 | -2040.096
19.11. | 10 | -1862.726
19.11. | 11 | -1630.672
19.11. | 12 | -1621.226
19.11. | 13 | -1694.844
19.11. | 14 | -1722.149
19.11. | 15 | -1885.821
19.11. | 16 | -1960.73
19.11. | 17 | -2110.163
19.11. | 18 | -2220.809
19.11. | 19 | -2279.921
19.11. | 20 | -2303.948
19.11. | 21 | -2307.201
19.11. | 22 | -2265.911
19.11. | 23 | -2166.817
19.11. | 24 | -2062.532
20.11. | 1 | -2003.171
20.11. | 2 | -1950.666
20.11. | 3 | -1924.506
20.11. | 4 | -1912.199
20.11. | 5 | -1907.781
20.11. | 6 | -1923.178
20.11. | 7 | -1998.07
20.11. | 8 | -2130.367
20.11. | 9 | -2187.302
20.11. | 10 | -2168.501
20.11. | 11 | -2177.18
20.11. | 12 | -2153.857
20.11. | 13 | -2155.915
20.11. | 14 | -2160.295
20.11. | 15 | -2146.684
20.11. | 16 | -2117.37
20.11. | 17 | -2160.72
20.11. | 18 | -2260.968
20.11. | 19 | -2313.896
20.11. | 20 | -2318.932
20.11. | 21 | -2319.508
20.11. | 22 | -2307.119
20.11. | 23 | -2215.199
20.11. | 24 | -2101.706
21.11. | 1 | -2006.497
21.11. | 2 | -1952.958
21.11. | 3 | -1925.118
21.11. | 4 | -1911.918
21.11. | 5 | -1908.378
21.11. | 6 | -1923.75
21.11. | 7 | -1998.767
21.11. | 8 | -2122.642
21.11. | 9 | -2077.936
21.11. | 10 | -1885.866
21.11. | 11 | -1838.393
21.11. | 12 | -1786.854
21.11. | 13 | -1577.573
21.11. | 14 | -1610.34
21.11. | 15 | -1610.8
21.11. | 16 | -1740.386
21.11. | 17 | -2079.582
21.11. | 18 | -2252.347
21.11. | 19 | -2313.76
21.11. | 20 | -2319.209
21.11. | 21 | -2319.684
21.11. | 22 | -2301.317
21.11. | 23 | -2205.681
21.11. | 24 | -2096.596
22.11. | 1 | -2003.655
22.11. | 2 | -1950.041
22.11. | 3 | -1922.575
22.11. | 4 | -1909.106
22.11. | 5 | -1906.586
22.11. | 6 | -1922.445
22.11. | 7 | -1996.903
22.11. | 8 | -2120.11
22.11. | 9 | -2098.136
22.11. | 10 | -1905.125
22.11. | 11 | -1607.696
22.11. | 12 | -1576.926
22.11. | 13 | -1577.966
22.11. | 14 | -1578.739
22.11. | 15 | -1578.486
22.11. | 16 | -1898.782
22.11. | 17 | -2105.472
22.11. | 18 | -2249.559
22.11. | 19 | -2318.191
22.11. | 20 | -2319.267
22.11. | 21 | -2319.71
22.11. | 22 | -2306.385
22.11. | 23 | -2202.824
22.11. | 24 | -2095.816
23.11. | 1 | -2004.852
23.11. | 2 | -1951.583
23.11. | 3 | -1922.549
23.11. | 4 | -1908.722
23.11. | 5 | -1906.132
23.11. | 6 | -1919.217
23.11. | 7 | -1992.358
23.11. | 8 | -2116.047
23.11. | 9 | -2164.607
23.11. | 10 | -2091.362
23.11. | 11 | -2009.29
23.11. | 12 | -1909.648
23.11. | 13 | -1744.353
23.11. | 14 | -1755.469
23.11. | 15 | -1797.807
23.11. | 16 | -1919.614
23.11. | 17 | -2126.939
23.11. | 18 | -2235.91
23.11. | 19 | -2301.815
23.11. | 20 | -2317.835
23.11. | 21 | -2317.744
23.11. | 22 | -2275.516
23.11. | 23 | -2187.46
23.11. | 24 | -2101.535
24.11. | 1 | -2022.299
24.11. | 2 | -1967.312
24.11. | 3 | -1932.122
24.11. | 4 | -1914.099
24.11. | 5 | -1906.717
24.11. | 6 | -1914.618
24.11. | 7 | -1947.665
24.11. | 8 | -1994.716
24.11. | 9 | -2016.062
24.11. | 10 | -2023.045
24.11. | 11 | -1993.317
24.11. | 12 | -1932.265
24.11. | 13 | -1943.679
24.11. | 14 | -1971.219
24.11. | 15 | -1779.297
24.11. | 16 | -1773.69
24.11. | 17 | -2030.395
24.11. | 18 | -2188.076
24.11. | 19 | -2256.051
24.11. | 20 | -2275.772
24.11. | 21 | -2279.796
24.11. | 22 | -2245.087
24.11. | 23 | -2166.771
24.11. | 24 | -2092.641
25.11. | 1 | -2024.262
25.11. | 2 | -1969.04
25.11. | 3 | -1934.058
25.11. | 4 | -1915.209
25.11. | 5 | -1906.72
25.11. | 6 | -1908.984
25.11. | 7 | -1927.922
25.11. | 8 | -1951.398
25.11. | 9 | -1914.988
25.11. | 10 | -1877.432
25.11. | 11 | -1590.559
25.11. | 12 | -1572.438
25.11. | 13 | -1573.524
25.11. | 14 | -1574.912
25.11. | 15 | -1575.741
25.11. | 16 | -1817.107
25.11. | 17 | -1994.925
25.11. | 18 | -2138.093
25.11. | 19 | -2223.123
25.11. | 20 | -2258.379
25.11. | 21 | -2275.31
25.11. | 22 | -2245.85
25.11. | 23 | -2163.768
25.11. | 24 | -2067.733
26.11. | 1 | -1989.116
26.11. | 2 | -1940.103
26.11. | 3 | -1915.435
26.11. | 4 | -1901.659
26.11. | 5 | -1899.294
26.11. | 6 | -1916.49
26.11. | 7 | -1992.617
26.11. | 8 | -2119.765
26.11. | 9 | -2090.998
26.11. | 10 | -1735.539
26.11. | 11 | -1575.656
26.11. | 12 | -1576.357
26.11. | 13 | -1577.514
26.11. | 14 | -1578.21
26.11. | 15 | -1578.019
26.11. | 16 | -1713.677
26.11. | 17 | -2072.284
26.11. | 18 | -2251.413
26.11. | 19 | -2315.054
26.11. | 20 | -2318.913
26.11. | 21 | -2319.404
26.11. | 22 | -2315.538
26.11. | 23 | -2208.508
26.11. | 24 | -2096.848
27.11. | 1 | -2027.479
27.11. | 2 | -1969.12
27.11. | 3 | -1938.137
27.11. | 4 | -1923.449
27.11. | 5 | -1920.046
27.11. | 6 | -1935.283
27.11. | 7 | -2014.031
27.11. | 8 | -2153.884
27.11. | 9 | -2194.484
27.11. | 10 | -2010.995
27.11. | 11 | -1611.647
27.11. | 12 | -1576.809
27.11. | 13 | -1789.674
27.11. | 14 | -1916.305
27.11. | 15 | -2022.685
27.11. | 16 | -2106.348
27.11. | 17 | -2214.178
27.11. | 18 | -2288.828
27.11. | 19 | -2318.333
27.11. | 20 | -2319.507
27.11. | 21 | -2320.026
27.11. | 22 | -2320.108
27.11. | 23 | -2248.175
27.11. | 24 | -2128.207
28.11. | 1 | -2025.873
28.11. | 2 | -1966.293
28.11. | 3 | -1934.173
28.11. | 4 | -1921.891
28.11. | 5 | -1920.041
28.11. | 6 | -1935.122
28.11. | 7 | -2013.508
28.11. | 8 | -2153.605
28.11. | 9 | -2122.759
28.11. | 10 | -1761.167
28.11. | 11 | -1576.236
28.11. | 12 | -1576.896
28.11. | 13 | -1577.99
28.11. | 14 | -1578.946
28.11. | 15 | -1578.829
28.11. | 16 | -1608.471
28.11. | 17 | -2088.343
28.11. | 18 | -2291.162
28.11. | 19 | -2318.671
28.11. | 20 | -2319.73
28.11. | 21 | -2320.248
28.11. | 22 | -2320.193
28.11. | 23 | -2251.807
28.11. | 24 | -2131.929
29.11. | 1 | -2032.574
29.11. | 2 | -1972.073
29.11. | 3 | -1941.089
29.11. | 4 | -1927.395
29.11. | 5 | -1922.66
29.11. | 6 | -1938.814
29.11. | 7 | -2017.574
29.11. | 8 | -2157.205
29.11. | 9 | -2130.131
29.11. | 10 | -1769.008
29.11. | 11 | -1576.753
29.11. | 12 | -1577.555
29.11. | 13 | -1578.511
29.11. | 14 | -1579.371
29.11. | 15 | -1579.326
29.11. | 16 | -1667.49
29.11. | 17 | -2119.702
29.11. | 18 | -2311.684
29.11. | 19 | -2319.003
29.11. | 20 | -2320.126
29.11. | 21 | -2320.486
29.11. | 22 | -2320.375
29.11. | 23 | -2264.398
29.11. | 24 | -2143.579
30.11. | 1 | -2034.895
30.11. | 2 | -1973.811
30.11. | 3 | -1941.623
30.11. | 4 | -1927.576
30.11. | 5 | -1924.087
30.11. | 6 | -1940.876
30.11. | 7 | -2018.495
30.11. | 8 | -2153.955
30.11. | 9 | -2136.799
30.11. | 10 | -1822.977
30.11. | 11 | -1576.091
30.11. | 12 | -1576.989
30.11. | 13 | -1577.833
30.11. | 14 | -1578.342
30.11. | 15 | -1577.978
30.11. | 16 | -1746.837
30.11. | 17 | -2118.639
30.11. | 18 | -2313.785
30.11. | 19 | -2317.42
30.11. | 20 | -2318.122
30.11. | 21 | -2318.309
30.11. | 22 | -2318.178
30.11. | 23 | -2262.875
30.11. | 24 | -2164.585
01.12. | 1 | -2067.168
01.12. | 2 | -2004.463
01.12. | 3 | -1967.232
01.12. | 4 | -1945.479
01.12. | 5 | -1938.862
01.12. | 6 | -1945.577
01.12. | 7 | -1980.057
01.12. | 8 | -2033.9
01.12. | 9 | -2030.988
01.12. | 10 | -1854.192
01.12. | 11 | -1932.096
01.12. | 12 | -2017.96
01.12. | 13 | -2050.04
01.12. | 14 | -1711.537
01.12. | 15 | -1577.379
01.12. | 16 | -1795.005
01.12. | 17 | -2140.036
01.12. | 18 | -2254.824
01.12. | 19 | -2316.906
01.12. | 20 | -2317.721
01.12. | 21 | -2318.127
01.12. | 22 | -2315.434
01.12. | 23 | -2236.829
01.12. | 24 | -2154.564
02.12. | 1 | -2060.705
02.12. | 2 | -2002.588
02.12. | 3 | -1965.101
02.12. | 4 | -1942.686
02.12. | 5 | -1931.985
02.12. | 6 | -1933.815
02.12. | 7 | -1952.83
02.12. | 8 | -1980.087
02.12. | 9 | -1943.555
02.12. | 10 | -1675.096
02.12. | 11 | -1570.623
02.12. | 12 | -1572.462
02.12. | 13 | -1573.856
02.12. | 14 | -1575.458
02.12. | 15 | -1650.092
02.12. | 16 | -1873.107
02.12. | 17 | -2035.247
02.12. | 18 | -2174.911
02.12. | 19 | -2254.934
02.12. | 20 | -2290.933
02.12. | 21 | -2288.097
02.12. | 22 | -2249.439
02.12. | 23 | -1765.493
02.12. | 24 | -1085.908
03.12. | 1 | -2008.954
03.12. | 2 | -1954.831
03.12. | 3 | -1926.206
03.12. | 4 | -1912.497
03.12. | 5 | -1908.644
03.12. | 6 | -1925.04
03.12. | 7 | -2001.724
03.12. | 8 | -2138.106
03.12. | 9 | -2135.942
03.12. | 10 | -1806.598
03.12. | 11 | -1566.901
03.12. | 12 | -1576.612
03.12. | 13 | -1577.725
03.12. | 14 | -1578.719
03.12. | 15 | -1578.727
03.12. | 16 | -1763.155
03.12. | 17 | -2121.372
03.12. | 18 | -2296.393
03.12. | 19 | -2318.557
03.12. | 20 | -2319.661
03.12. | 21 | -1707.68
03.12. | 22 | -2320.246
03.12. | 23 | -2241.255
03.12. | 24 | -2122.005
04.12. | 1 | -1865.555
04.12. | 2 | -1951.742
04.12. | 3 | -1919.169
04.12. | 4 | -1907.559
04.12. | 5 | -1902.15
04.12. | 6 | -1918.588
04.12. | 7 | -1993.821
04.12. | 8 | -2131.11
04.12. | 9 | -2140.347
04.12. | 10 | -1886.75
04.12. | 11 | -1577.383
04.12. | 12 | -1578.004
04.12. | 13 | -1579.232
04.12. | 14 | -1579.979
04.12. | 15 | -1579.831
04.12. | 16 | -1702.762
04.12. | 17 | -2075.664
04.12. | 18 | -2272.314
04.12. | 19 | -2320.376
04.12. | 20 | -2321.45
04.12. | 21 | -2322.104
04.12. | 22 | -2322.131
04.12. | 23 | -2235.619
04.12. | 24 | -2116.872
05.12. | 1 | -2068.379
05.12. | 2 | -1999.692
05.12. | 3 | -1964.316
05.12. | 4 | -1949.782
05.12. | 5 | -1945.623
05.12. | 6 | -1962.932
05.12. | 7 | -2046.956
05.12. | 8 | -2199.403
05.12. | 9 | -2219.174
05.12. | 10 | -1915.07
05.12. | 11 | -1577.439
05.12. | 12 | -1578.255
05.12. | 13 | -1579.012
05.12. | 14 | -1580.072
05.12. | 15 | -1580.013
05.12. | 16 | -1826.991
05.12. | 17 | -2214.218
05.12. | 18 | -2187.212
05.12. | 19 | -2319.906
05.12. | 20 | -2320.917
05.12. | 21 | -2321.158
05.12. | 22 | -2321.232
05.12. | 23 | -2318.625
05.12. | 24 | -2220.42
06.12. | 1 | -2025.534
06.12. | 2 | -1960.534
06.12. | 3 | -1926.258
06.12. | 4 | -1909.589
06.12. | 5 | -1905.025
06.12. | 6 | -1918.421
06.12. | 7 | -1983.7
06.12. | 8 | -2112.335
06.12. | 9 | -2136.098
06.12. | 10 | -1927.141
06.12. | 11 | -1582.132
06.12. | 12 | -1577.85
06.12. | 13 | -1578.244
06.12. | 14 | -1578.852
06.12. | 15 | -1578.666
06.12. | 16 | -1626.496
06.12. | 17 | -2055.581
06.12. | 18 | -2244.707
06.12. | 19 | -2315.851
06.12. | 20 | -2318.066
06.12. | 21 | -2319.813
06.12. | 22 | -2316.056
06.12. | 23 | -2229.444
06.12. | 24 | -2134.898
07.12. | 1 | -2056.872
07.12. | 2 | -1992.857
07.12. | 3 | -1952.923
07.12. | 4 | -1932.775
07.12. | 5 | -1922.711
07.12. | 6 | -1924.432
07.12. | 7 | -1950.361
07.12. | 8 | -1988.524
07.12. | 9 | -1921.562
07.12. | 10 | -1706.493
07.12. | 11 | -1570.943
07.12. | 12 | -1572.61
07.12. | 13 | -1573.908
07.12. | 14 | -1575.308
07.12. | 15 | -1575.904
07.12. | 16 | -1591.95
07.12. | 17 | -2018.644
07.12. | 18 | -2194.763
07.12. | 19 | -2272
07.12. | 20 | -2305.459
07.12. | 21 | -2314.733
07.12. | 22 | -2299.018
07.12. | 23 | -2218.347
07.12. | 24 | -2122.737
08.12. | 1 | -2074.981
08.12. | 2 | -2009.325
08.12. | 3 | -1970.717
08.12. | 4 | -1949.754
08.12. | 5 | -1940.93
08.12. | 6 | -1949.816
08.12. | 7 | -1989.482
08.12. | 8 | -2045.714
08.12. | 9 | -2056.809
08.12. | 10 | -1835.507
08.12. | 11 | -1573.452
08.12. | 12 | -1574.837
08.12. | 13 | -1575.746
08.12. | 14 | -1576.946
08.12. | 15 | -1606.262
08.12. | 16 | -1792.466
08.12. | 17 | -2105.449
08.12. | 18 | -2258.988
08.12. | 19 | -2316.68
08.12. | 20 | -2317.746
08.12. | 21 | -2318.112
08.12. | 22 | -2314.707
08.12. | 23 | -2254.254
08.12. | 24 | -2166.253
09.12. | 1 | -2057.728
09.12. | 2 | -1991.181
09.12. | 3 | -1951.533
09.12. | 4 | -1929.913
09.12. | 5 | -1921.933
09.12. | 6 | -1925.788
09.12. | 7 | -1951.65
09.12. | 8 | -1990.541
09.12. | 9 | -2005.676
09.12. | 10 | -2004.087
09.12. | 11 | -1961.601
09.12. | 12 | -1851.452
09.12. | 13 | -1800.524
09.12. | 14 | -1715.636
09.12. | 15 | -1629.596
09.12. | 16 | -1783.21
09.12. | 17 | -2011.974
09.12. | 18 | -2192.213
09.12. | 19 | -2271.847
09.12. | 20 | -2305.735
09.12. | 21 | -2314.548
09.12. | 22 | -2298.936
09.12. | 23 | -2217.343
09.12. | 24 | -2121.107
10.12. | 1 | -2057.357
10.12. | 2 | -1991.728
10.12. | 3 | -1951.803
10.12. | 4 | -1930.833
10.12. | 5 | -1920.27
10.12. | 6 | -1924.676
10.12. | 7 | -1950.797
10.12. | 8 | -1989.374
10.12. | 9 | -1970.18
10.12. | 10 | -1819.442
10.12. | 11 | -1570.943
10.12. | 12 | -1572.61
10.12. | 13 | -1573.908
10.12. | 14 | -1575.308
10.12. | 15 | -1575.904
10.12. | 16 | -1573.953
10.12. | 17 | -1998.59
10.12. | 18 | -2193.499
10.12. | 19 | -2271.681
10.12. | 20 | -2305.721
10.12. | 21 | -2315.733
10.12. | 22 | -2299.688
10.12. | 23 | -2217.492
10.12. | 24 | -2120.711
11.12. | 1 | -2052.784
11.12. | 2 | -1989.982
11.12. | 3 | -1956.783
11.12. | 4 | -1942.183
11.12. | 5 | -1938.657
11.12. | 6 | -1944.574
11.12. | 7 | -2039.512
11.12. | 8 | -2194.389
11.12. | 9 | -2249.37
11.12. | 10 | -2083.991
11.12. | 11 | -1810.505
11.12. | 12 | -1701.342
11.12. | 13 | -1770.356
11.12. | 14 | -1843.735
11.12. | 15 | -1921.864
11.12. | 16 | -2070.674
11.12. | 17 | -2261.335
11.12. | 18 | -2315.272
11.12. | 19 | -2319.116
11.12. | 20 | -2320.152
11.12. | 21 | -2320.741
11.12. | 22 | -2320.821
11.12. | 23 | -2314.031
11.12. | 24 | -2182.553
12.12. | 1 | -2030.042
12.12. | 2 | -1966.591
12.12. | 3 | -1933.913
12.12. | 4 | -1918.785
12.12. | 5 | -1914.439
12.12. | 6 | -1931.299
12.12. | 7 | -2011.207
12.12. | 8 | -2157.841
12.12. | 9 | -2181.287
12.12. | 10 | -1927.108
12.12. | 11 | -1576.68
12.12. | 12 | -1577.494
12.12. | 13 | -1578.291
12.12. | 14 | -1579.165
12.12. | 15 | -1652.528
12.12. | 16 | -1898.825
12.12. | 17 | -2133.507
12.12. | 18 | -2301.651
12.12. | 19 | -2319.607
12.12. | 20 | -2320.669
12.12. | 21 | -2321.178
12.12. | 22 | -2320.898
12.12. | 23 | -2266.268
12.12. | 24 | -2143.846
13.12. | 1 | -2066.537
13.12. | 2 | -1997.632
13.12. | 3 | -1961.555
13.12. | 4 | -1944.864
13.12. | 5 | -1940.157
13.12. | 6 | -1956.991
13.12. | 7 | -2038.133
13.12. | 8 | -2191.28
13.12. | 9 | -2215.346
13.12. | 10 | -2031.223
13.12. | 11 | -1677.005
13.12. | 12 | -1577.456
13.12. | 13 | -1578.425
13.12. | 14 | -1579.26
13.12. | 15 | -1579.239
13.12. | 16 | -1727.071
13.12. | 17 | -2151.647
13.12. | 18 | -2316.183
13.12. | 19 | -2319.835
13.12. | 20 | -2320.875
13.12. | 21 | -2321.362
13.12. | 22 | -2321.364
13.12. | 23 | -2303.942
13.12. | 24 | -2177.445
14.12. | 1 | -2061.947
14.12. | 2 | -1996.422
14.12. | 3 | -1960.908
14.12. | 4 | -1944.432
14.12. | 5 | -1940.234
14.12. | 6 | -1956.231
14.12. | 7 | -2034.533
14.12. | 8 | -2183.983
14.12. | 9 | -2256.403
14.12. | 10 | -2226.08
14.12. | 11 | -2209.088
14.12. | 12 | -2147.422
14.12. | 13 | -2084.207
14.12. | 14 | -2089.604
14.12. | 15 | -2152.279
14.12. | 16 | -2216.146
14.12. | 17 | -2261.852
14.12. | 18 | -2311.553
14.12. | 19 | -2318.483
14.12. | 20 | -2319.431
14.12. | 21 | -2319.462
14.12. | 22 | -2319.325
14.12. | 23 | -2272.899
14.12. | 24 | -2174.608
15.12. | 1 | -2077.028
15.12. | 2 | -2010.958
15.12. | 3 | -1969.405
15.12. | 4 | -1946.961
15.12. | 5 | -1938.999
15.12. | 6 | -1945.778
15.12. | 7 | -1981.423
15.12. | 8 | -2038.153
15.12. | 9 | -2098.288
15.12. | 10 | -2136.998
15.12. | 11 | -2100.155
15.12. | 12 | -2045.381
15.12. | 13 | -1940.743
15.12. | 14 | -1611.316
15.12. | 15 | -1577.637
15.12. | 16 | -1855.519
15.12. | 17 | -2109.375
15.12. | 18 | -2004.897
15.12. | 19 | -2194.577
15.12. | 20 | -2290.968
15.12. | 21 | -2318.396
15.12. | 22 | -2318.566
15.12. | 23 | -2249.515
15.12. | 24 | -2165.356
16.12. | 1 | -2080.704
16.12. | 2 | -2013.877
16.12. | 3 | -1800.811
16.12. | 4 | -1602.115
16.12. | 5 | -1558.182
16.12. | 6 | -1825.594
16.12. | 7 | -1955.686
16.12. | 8 | -1927.714
16.12. | 9 | -1722.056
16.12. | 10 | -1782.409
16.12. | 11 | -1570.918
16.12. | 12 | -1572.883
16.12. | 13 | -1574.303
16.12. | 14 | -1136.471
16.12. | 15 | -1086.847
16.12. | 16 | -1284.461
16.12. | 17 | -1455.567
16.12. | 18 | -2053.868
16.12. | 19 | -2292.419
16.12. | 20 | -2313.434
16.12. | 21 | -2318.961
16.12. | 22 | -2319.503
16.12. | 23 | -2240.251
16.12. | 24 | -2135.007
17.12. | 1 | -2054.032
17.12. | 2 | -1991.313
17.12. | 3 | -1958.365
17.12. | 4 | -1942.455
17.12. | 5 | -1940.936
17.12. | 6 | -1945.207
17.12. | 7 | -2040.52
17.12. | 8 | -2194.949
17.12. | 9 | -2234.947
17.12. | 10 | -1980.059
17.12. | 11 | -1624.061
17.12. | 12 | -1577.181
17.12. | 13 | -1578.174
17.12. | 14 | -1579.122
17.12. | 15 | -1579.146
17.12. | 16 | -1840.925
17.12. | 17 | -2249.543
17.12. | 18 | -2315.272
17.12. | 19 | -329.497
17.12. | 20 | -28.873
17.12. | 21 | 193.39
17.12. | 22 | 429.179
17.12. | 23 | -167.425
17.12. | 24 | -2054.407
18.12. | 1 | -2052.662
18.12. | 2 | -1987.268
18.12. | 3 | -1953.088
18.12. | 4 | -1938.447
18.12. | 5 | -1933.794
18.12. | 6 | -1953.745
18.12. | 7 | -2030.266
18.12. | 8 | -2177.441
18.12. | 9 | -2220.042
18.12. | 10 | -1990.229
18.12. | 11 | -1576.509
18.12. | 12 | -1577.387
18.12. | 13 | -1578.254
18.12. | 14 | -1579.398
18.12. | 15 | -1579.418
18.12. | 16 | -1793.352
18.12. | 17 | -2136.387
18.12. | 18 | -2312.967
18.12. | 19 | -2205.344
18.12. | 20 | -2245.448
18.12. | 21 | -1783.305
18.12. | 22 | -2320.74
18.12. | 23 | -2285.716
18.12. | 24 | -2166.001
19.12. | 1 | -2057.886
19.12. | 2 | -1991.083
19.12. | 3 | -1956.703
19.12. | 4 | -1940.199
19.12. | 5 | -1936.415
19.12. | 6 | -1953.803
19.12. | 7 | -2033.499
19.12. | 8 | -2182.791
19.12. | 9 | -2202.244
19.12. | 10 | -1959.511
19.12. | 11 | -1819.103
19.12. | 12 | -1575.008
19.12. | 13 | -1578.839
19.12. | 14 | -1579.682
19.12. | 15 | -1579.591
19.12. | 16 | -1945.455
19.12. | 17 | -1971.199
19.12. | 18 | -2316.336
19.12. | 19 | -2319.649
19.12. | 20 | -2320.616
19.12. | 21 | -2320.848
19.12. | 22 | -2320.805
19.12. | 23 | -2282.597
19.12. | 24 | -2162.615
20.12. | 1 | -2057.825
20.12. | 2 | -1990.645
20.12. | 3 | -1954.658
20.12. | 4 | -1938.038
20.12. | 5 | -1933.205
20.12. | 6 | -1949.838
20.12. | 7 | -2028.787
20.12. | 8 | -2176.14
20.12. | 9 | -2250.81
20.12. | 10 | -2100.051
20.12. | 11 | -1790.302
20.12. | 12 | -1463.655
20.12. | 13 | -1578.186
20.12. | 14 | -1578.954
20.12. | 15 | -1578.773
20.12. | 16 | -1791.606
20.12. | 17 | -2153.935
20.12. | 18 | -523.611
20.12. | 19 | -351.905
20.12. | 20 | -230.457
20.12. | 21 | -770.23
20.12. | 22 | -876.684
20.12. | 23 | -2277.765
20.12. | 24 | -2164.028
21.12. | 1 | -2081.587
21.12. | 2 | -2011.762
21.12. | 3 | -1972.639
21.12. | 4 | -1953.946
21.12. | 5 | -1947.568
21.12. | 6 | -1963.34
21.12. | 7 | -2040.927
21.12. | 8 | -2190.474
21.12. | 9 | -2261.85
21.12. | 10 | -2183.876
21.12. | 11 | -1937.113
21.12. | 12 | -1877.692
21.12. | 13 | -1891.165
21.12. | 14 | -1833.127
21.12. | 15 | -1917.094
21.12. | 16 | -2104.176
21.12. | 17 | -2214.358
21.12. | 18 | -2312.067
21.12. | 19 | -2318.331
21.12. | 20 | -2319.409
21.12. | 21 | -2319.546
21.12. | 22 | -2319.294
21.12. | 23 | -2291.135
21.12. | 24 | -2191.488
22.12. | 1 | -2073.938
22.12. | 2 | -2009.717
22.12. | 3 | -1968.015
22.12. | 4 | -1945.958
22.12. | 5 | -1937.47
22.12. | 6 | -1944.262
22.12. | 7 | -1980.137
22.12. | 8 | -2039.062
22.12. | 9 | -2059.751
22.12. | 10 | -1866.023
22.12. | 11 | -1573.991
22.12. | 12 | -1575.483
22.12. | 13 | -1576.629
22.12. | 14 | -1577.894
22.12. | 15 | -1578.123
22.12. | 16 | -1576.173
22.12. | 17 | -2034.967
22.12. | 18 | -2232.508
22.12. | 19 | -2308.572
22.12. | 20 | -2316.295
22.12. | 21 | -2319.219
22.12. | 22 | -2267.311
22.12. | 23 | -1846.453
22.12. | 24 | -1284.644
23.12. | 1 | -2073.967
23.12. | 2 | -2008.614
23.12. | 3 | -1967.034
23.12. | 4 | -1945.172
23.12. | 5 | -1933.091
23.12. | 6 | -1935.82
23.12. | 7 | -1955.233
23.12. | 8 | -1991.15
23.12. | 9 | -1998.287
23.12. | 10 | -1817.555
23.12. | 11 | -1501.754
23.12. | 12 | -1285.044
23.12. | 13 | -1199.345
23.12. | 14 | -1339.88
23.12. | 15 | -1576.954
23.12. | 16 | -1575.056
23.12. | 17 | -1975.466
23.12. | 18 | -1634.513
23.12. | 19 | -2073.911
23.12. | 20 | -2318.32
23.12. | 21 | -1896.517
23.12. | 22 | -1600.365
23.12. | 23 | -1196.329
23.12. | 24 | -1190.699
24.12. | 1 | -1824.717
24.12. | 2 | -1957.659
24.12. | 3 | -1322.339
24.12. | 4 | -1232.931
24.12. | 5 | -1234.849
24.12. | 6 | -1710.779
24.12. | 7 | -1836.817
24.12. | 8 | -2034.503
24.12. | 9 | -2002.114
24.12. | 10 | -1911.496
24.12. | 11 | -1576.507
24.12. | 12 | -1577.445
24.12. | 13 | -1578.038
24.12. | 14 | -1579.017
24.12. | 15 | -1579.146
24.12. | 16 | -1686.039
24.12. | 17 | -2008.359
24.12. | 18 | -2207.017
24.12. | 19 | -2279.215
24.12. | 20 | -2301.09
24.12. | 21 | -2310.419
24.12. | 22 | -2283.886
24.12. | 23 | -2205.204
24.12. | 24 | -2121.382
25.12. | 1 | -2092.314
25.12. | 2 | -2020.899
25.12. | 3 | -1979.575
25.12. | 4 | -1958.876
25.12. | 5 | -1951.1
25.12. | 6 | -1959.654
25.12. | 7 | -2008.111
25.12. | 8 | -2089.841
25.12. | 9 | -2143.882
25.12. | 10 | -2023.388
25.12. | 11 | -1705.699
25.12. | 12 | -1576.956
25.12. | 13 | -1578.02
25.12. | 14 | -1578.434
25.12. | 15 | -1577.433
25.12. | 16 | -1713.784
25.12. | 17 | -2097.86
25.12. | 18 | -2313.686
25.12. | 19 | -2317.003
25.12. | 20 | -2318.422
25.12. | 21 | -2318.274
25.12. | 22 | -2284.496
25.12. | 23 | -2193.892
25.12. | 24 | -2145.349
26.12. | 1 | -2099.265
26.12. | 2 | -2050.448
26.12. | 3 | -2002.581
26.12. | 4 | -1967.289
26.12. | 5 | -1950.177
26.12. | 6 | -1946.971
26.12. | 7 | -1960.272
26.12. | 8 | -1982.534
26.12. | 9 | -1960.53
26.12. | 10 | -1788.306
26.12. | 11 | -1569.432
26.12. | 12 | -1571.605
26.12. | 13 | -1573.261
26.12. | 14 | -1574.62
26.12. | 15 | -1575.023
26.12. | 16 | -1572.371
26.12. | 17 | -1939.399
26.12. | 18 | -2156.651
26.12. | 19 | -2243.059
26.12. | 20 | -2274.369
26.12. | 21 | -2295.237
26.12. | 22 | -2288.455
26.12. | 23 | -2233.753
26.12. | 24 | -2155.191
27.12. | 1 | -2083.057
27.12. | 2 | -1821.429
27.12. | 3 | -1629.891
27.12. | 4 | -1505.057
27.12. | 5 | -1490.433
27.12. | 6 | -1712.248
27.12. | 7 | -2009.417
27.12. | 8 | -2112.019
27.12. | 9 | -2161.009
27.12. | 10 | -1955.773
27.12. | 11 | -1652.578
27.12. | 12 | -1575.711
27.12. | 13 | -1576.698
27.12. | 14 | -1577.997
27.12. | 15 | -1620.257
27.12. | 16 | -1822.837
27.12. | 17 | -2149.04
27.12. | 18 | -2310.52
27.12. | 19 | -2317.666
27.12. | 20 | -2318.683
27.12. | 21 | -2318.871
27.12. | 22 | -2319.03
27.12. | 23 | -2308.89
27.12. | 24 | -2197.71
28.12. | 1 | -2076.969
28.12. | 2 | -2006.652
28.12. | 3 | -1965.536
28.12. | 4 | -1946.205
28.12. | 5 | -1938.263
28.12. | 6 | -1950.508
28.12. | 7 | -2007.396
28.12. | 8 | -2108.365
28.12. | 9 | -2162.279
28.12. | 10 | -1995.671
28.12. | 11 | -1676.749
28.12. | 12 | -1576.841
28.12. | 13 | -1577.422
28.12. | 14 | -1683.927
28.12. | 15 | -1868.705
28.12. | 16 | -2064.247
28.12. | 17 | -2216.217
28.12. | 18 | -2303.509
28.12. | 19 | -2317.221
28.12. | 20 | -2318.319
28.12. | 21 | -2318.485
28.12. | 22 | -2318.39
28.12. | 23 | -2275.487
28.12. | 24 | -2184.687
29.12. | 1 | -2167.729
29.12. | 2 | -2088.232
29.12. | 3 | -2041.436
29.12. | 4 | -2016.676
29.12. | 5 | -2006.355
29.12. | 6 | -2011.425
29.12. | 7 | -2048.539
29.12. | 8 | -2105.136
29.12. | 9 | -2163.24
29.12. | 10 | -2203.804
29.12. | 11 | -2190.049
29.12. | 12 | -2069.4
29.12. | 13 | -1995.321
29.12. | 14 | -2028.259
29.12. | 15 | -2025.543
29.12. | 16 | -2117.731
29.12. | 17 | -2212.172
29.12. | 18 | -2313.273
29.12. | 19 | -2316.493
29.12. | 20 | -2317.85
29.12. | 21 | -2318.227
29.12. | 22 | -2318.65
29.12. | 23 | -2120.45
29.12. | 24 | -2011.628
30.12. | 1 | -2096.889
30.12. | 2 | -2027.755
30.12. | 3 | -1985.466
30.12. | 4 | -1916.366
30.12. | 5 | -1839.251
30.12. | 6 | -1955.682
30.12. | 7 | -1979.636
30.12. | 8 | -2020.469
30.12. | 9 | -1666.119
30.12. | 10 | -1895.571
30.12. | 11 | -1450.304
30.12. | 12 | -1310.886
30.12. | 13 | -1348.925
30.12. | 14 | -1432.231
30.12. | 15 | -1554
30.12. | 16 | -1581.822
30.12. | 17 | -2026.756
30.12. | 18 | -2218.589
30.12. | 19 | -2294
30.12. | 20 | -2294
30.12. | 21 | -2294
30.12. | 22 | -2294
30.12. | 23 | -2266.136
30.12. | 24 | -2168.535
31.12. | 1 | -2045.156
31.12. | 2 | -1981.479
31.12. | 3 | -1942.584
31.12. | 4 | -1923.158
31.12. | 5 | -1918.07
31.12. | 6 | -1928.891
31.12. | 7 | -1974.174
31.12. | 8 | -2046.228
31.12. | 9 | -2093.679
31.12. | 10 | -1997.142
31.12. | 11 | -1691.153
31.12. | 12 | -1576.154
31.12. | 13 | -1576.894
31.12. | 14 | -1577.684
31.12. | 15 | -1577.529
31.12. | 16 | -1575.171
31.12. | 17 | -2032.093
31.12. | 18 | -2262.489
31.12. | 19 | -2317.775
31.12. | 20 | -2318.945
31.12. | 21 | -2319.099
31.12. | 22 | -2319.169
31.12. | 23 | -2270.163
31.12. | 24 | -2180.314

## Reserves
ENTSO-E Market Modelling Database: Reserves
Country:
Market Node: | ES00
Year:
Climate year
Scenario
Frequency Containment Reserves (FCR)
Total Market Node Requirement | [MW] | 0
FCR that need to be made available by thermal unit commitment (already net with generating capacities on Thermal sheet, not causing additional commitment on Thermal units apart from what highlighted in the unit-by-unit Thermal sheet) | [MW] | 197
Provided by HYDRO - Reserve that should be procured by further constraining the 'Maximum generation' of either Reservoir either Pumped Storage | [MW] | 0
Reserve available from Demand (reduction of demand possible thanks to specific contract to cope with system imbalances; while DSR would work on the DA & ID,here it should be considered only interruptible contract activated to contain system frequency) | [MW] | 0
FCR that need to be made available by thermal unit commitment additional to the FCR allocations highlighted in the unit-by-unit Thermal sheet (this will be allocated additionally on Thermal units as provided FCR) | [MW] | 0
Frequency Restoration Reserves (FRR) - includind both automatic (aFRR) and manual (mFRR)
Total Market Node Requirement | [MW] | 3290.9
FRR that will be procured by thermal (unit commitment of thermal units able to provide FRR take IN REAL LIFE into account this requirements) | [MW] | 3290.9
Provided by HYDRO - Reserve that should be procured by further constraining the 'Maximum generation' of either Reservoir either Pumped Storage | [MW] | 0
Simplified modelling assumptions (to account reserve requirements on e.g. day ahead market as currently done for MAF)
Additional load (should be <= FCR + FRR needed from thermal) | [MW]
Provided by HYDRO - Reserve that should be procured by further constraining the 'Maximum generation' of Reservoir units | [MW] | 1755.334
Provided by HYDRO - Reserve that should be procured by further constraining the 'Maximum generation' of Pumped Storage Open Loop units | [MW]
Provided by HYDRO - Reserve that should be procured by further constraining the 'Maximum generation' of Pumped Storage Closed Loop units | [MW]

## DSR
ENTSO-E Market Modelling Database: DSR
Country:
Market Node: | ES00
Year:
Climate year
Scenario
| Demand Side Response | Price Band 1 | Price Band 2 | Price Band 3 | Price Band 4 | Price Band 5 | Price Band 6 | Price Band 7 | Price Band 8 | Price Band 9 | Price Band 10 | Price Band 11
| Capacity | 3500
| Units | 11
| Hours | 24
| Price | 700
| Climate year start | 2040
Climate year end
Date | Hour | Available Demand Response (MW) | Available Demand Response (MW) | Available Demand Response (MW) | Available Demand Response (MW) | Available Demand Response (MW) | Available Demand Response (MW) | Available Demand Response (MW) | Available Demand Response (MW) | Available Demand Response (MW) | Available Demand Response (MW) | N.B. use convention first January always Monday (2007 calendar year) --> see guidelines for further details
01.01. | 1 | 3500
01.01. | 2 | 3500
01.01. | 3 | 3500
01.01. | 4 | 3500
01.01. | 5 | 3500
01.01. | 6 | 3500
01.01. | 7 | 3500
01.01. | 8 | 3500
01.01. | 9 | 3500
01.01. | 10 | 3500
01.01. | 11 | 3500
01.01. | 12 | 3500
01.01. | 13 | 3500
01.01. | 14 | 3500
01.01. | 15 | 3500
01.01. | 16 | 3500
01.01. | 17 | 3500
01.01. | 18 | 3500
01.01. | 19 | 3500
01.01. | 20 | 3500
01.01. | 21 | 3500
01.01. | 22 | 3500
01.01. | 23 | 3500
01.01. | 24 | 3500
02.01. | 1 | 3500
02.01. | 2 | 3500
02.01. | 3 | 3500
02.01. | 4 | 3500
02.01. | 5 | 3500
02.01. | 6 | 3500
02.01. | 7 | 3500
02.01. | 8 | 3500
02.01. | 9 | 3500
02.01. | 10 | 3500
02.01. | 11 | 3500
02.01. | 12 | 3500
02.01. | 13 | 3500
02.01. | 14 | 3500
02.01. | 15 | 3500
02.01. | 16 | 3500
02.01. | 17 | 3500
02.01. | 18 | 3500
02.01. | 19 | 3500
02.01. | 20 | 3500
02.01. | 21 | 3500
02.01. | 22 | 3500
02.01. | 23 | 3500
02.01. | 24 | 3500
03.01. | 1 | 3500
03.01. | 2 | 3500
03.01. | 3 | 3500
03.01. | 4 | 3500
03.01. | 5 | 3500
03.01. | 6 | 3500
03.01. | 7 | 3500
03.01. | 8 | 3500
03.01. | 9 | 3500
03.01. | 10 | 3500
03.01. | 11 | 3500
03.01. | 12 | 3500
03.01. | 13 | 3500
03.01. | 14 | 3500
03.01. | 15 | 3500
03.01. | 16 | 3500
03.01. | 17 | 3500
03.01. | 18 | 3500
03.01. | 19 | 3500
03.01. | 20 | 3500
03.01. | 21 | 3500
03.01. | 22 | 3500
03.01. | 23 | 3500
03.01. | 24 | 3500
04.01. | 1 | 3500
04.01. | 2 | 3500
04.01. | 3 | 3500
04.01. | 4 | 3500
04.01. | 5 | 3500
04.01. | 6 | 3500
04.01. | 7 | 3500
04.01. | 8 | 3500
04.01. | 9 | 3500
04.01. | 10 | 3500
04.01. | 11 | 3500
04.01. | 12 | 3500
04.01. | 13 | 3500
04.01. | 14 | 3500
04.01. | 15 | 3500
04.01. | 16 | 3500
04.01. | 17 | 3500
04.01. | 18 | 3500
04.01. | 19 | 3500
04.01. | 20 | 3500
04.01. | 21 | 3500
04.01. | 22 | 3500
04.01. | 23 | 3500
04.01. | 24 | 3500
05.01. | 1 | 3500
05.01. | 2 | 3500
05.01. | 3 | 3500
05.01. | 4 | 3500
05.01. | 5 | 3500
05.01. | 6 | 3500
05.01. | 7 | 3500
05.01. | 8 | 3500
05.01. | 9 | 3500
05.01. | 10 | 3500
05.01. | 11 | 3500
05.01. | 12 | 3500
05.01. | 13 | 3500
05.01. | 14 | 3500
05.01. | 15 | 3500
05.01. | 16 | 3500
05.01. | 17 | 3500
05.01. | 18 | 3500
05.01. | 19 | 3500
05.01. | 20 | 3500
05.01. | 21 | 3500
05.01. | 22 | 3500
05.01. | 23 | 3500
05.01. | 24 | 3500
06.01. | 1 | 3500
06.01. | 2 | 3500
06.01. | 3 | 3500
06.01. | 4 | 3500
06.01. | 5 | 3500
06.01. | 6 | 3500
06.01. | 7 | 3500
06.01. | 8 | 3500
06.01. | 9 | 3500
06.01. | 10 | 3500
06.01. | 11 | 3500
06.01. | 12 | 3500
06.01. | 13 | 3500
06.01. | 14 | 3500
06.01. | 15 | 3500
06.01. | 16 | 3500
06.01. | 17 | 3500
06.01. | 18 | 3500
06.01. | 19 | 3500
06.01. | 20 | 3500
06.01. | 21 | 3500
06.01. | 22 | 3500
06.01. | 23 | 3500
06.01. | 24 | 3500
07.01. | 1 | 3500
07.01. | 2 | 3500
07.01. | 3 | 3500
07.01. | 4 | 3500
07.01. | 5 | 3500
07.01. | 6 | 3500
07.01. | 7 | 3500
07.01. | 8 | 3500
07.01. | 9 | 3500
07.01. | 10 | 3500
07.01. | 11 | 3500
07.01. | 12 | 3500
07.01. | 13 | 3500
07.01. | 14 | 3500
07.01. | 15 | 3500
07.01. | 16 | 3500
07.01. | 17 | 3500
07.01. | 18 | 3500
07.01. | 19 | 3500
07.01. | 20 | 3500
07.01. | 21 | 3500
07.01. | 22 | 3500
07.01. | 23 | 3500
07.01. | 24 | 3500
08.01. | 1 | 3500
08.01. | 2 | 3500
08.01. | 3 | 3500
08.01. | 4 | 3500
08.01. | 5 | 3500
08.01. | 6 | 3500
08.01. | 7 | 3500
08.01. | 8 | 3500
08.01. | 9 | 3500
08.01. | 10 | 3500
08.01. | 11 | 3500
08.01. | 12 | 3500
08.01. | 13 | 3500
08.01. | 14 | 3500
08.01. | 15 | 3500
08.01. | 16 | 3500
08.01. | 17 | 3500
08.01. | 18 | 3500
08.01. | 19 | 3500
08.01. | 20 | 3500
08.01. | 21 | 3500
08.01. | 22 | 3500
08.01. | 23 | 3500
08.01. | 24 | 3500
09.01. | 1 | 3500
09.01. | 2 | 3500
09.01. | 3 | 3500
09.01. | 4 | 3500
09.01. | 5 | 3500
09.01. | 6 | 3500
09.01. | 7 | 3500
09.01. | 8 | 3500
09.01. | 9 | 3500
09.01. | 10 | 3500
09.01. | 11 | 3500
09.01. | 12 | 3500
09.01. | 13 | 3500
09.01. | 14 | 3500
09.01. | 15 | 3500
09.01. | 16 | 3500
09.01. | 17 | 3500
09.01. | 18 | 3500
09.01. | 19 | 3500
09.01. | 20 | 3500
09.01. | 21 | 3500
09.01. | 22 | 3500
09.01. | 23 | 3500
09.01. | 24 | 3500
10.01. | 1 | 3500
10.01. | 2 | 3500
10.01. | 3 | 3500
10.01. | 4 | 3500
10.01. | 5 | 3500
10.01. | 6 | 3500
10.01. | 7 | 3500
10.01. | 8 | 3500
10.01. | 9 | 3500
10.01. | 10 | 3500
10.01. | 11 | 3500
10.01. | 12 | 3500
10.01. | 13 | 3500
10.01. | 14 | 3500
10.01. | 15 | 3500
10.01. | 16 | 3500
10.01. | 17 | 3500
10.01. | 18 | 3500
10.01. | 19 | 3500
10.01. | 20 | 3500
10.01. | 21 | 3500
10.01. | 22 | 3500
10.01. | 23 | 3500
10.01. | 24 | 3500
11.01. | 1 | 3500
11.01. | 2 | 3500
11.01. | 3 | 3500
11.01. | 4 | 3500
11.01. | 5 | 3500
11.01. | 6 | 3500
11.01. | 7 | 3500
11.01. | 8 | 3500
11.01. | 9 | 3500
11.01. | 10 | 3500
11.01. | 11 | 3500
11.01. | 12 | 3500
11.01. | 13 | 3500
11.01. | 14 | 3500
11.01. | 15 | 3500
11.01. | 16 | 3500
11.01. | 17 | 3500
11.01. | 18 | 3500
11.01. | 19 | 3500
11.01. | 20 | 3500
11.01. | 21 | 3500
11.01. | 22 | 3500
11.01. | 23 | 3500
11.01. | 24 | 3500
12.01. | 1 | 3500
12.01. | 2 | 3500
12.01. | 3 | 3500
12.01. | 4 | 3500
12.01. | 5 | 3500
12.01. | 6 | 3500
12.01. | 7 | 3500
12.01. | 8 | 3500
12.01. | 9 | 3500
12.01. | 10 | 3500
12.01. | 11 | 3500
12.01. | 12 | 3500
12.01. | 13 | 3500
12.01. | 14 | 3500
12.01. | 15 | 3500
12.01. | 16 | 3500
12.01. | 17 | 3500
12.01. | 18 | 3500
12.01. | 19 | 3500
12.01. | 20 | 3500
12.01. | 21 | 3500
12.01. | 22 | 3500
12.01. | 23 | 3500
12.01. | 24 | 3500
13.01. | 1 | 3500
13.01. | 2 | 3500
13.01. | 3 | 3500
13.01. | 4 | 3500
13.01. | 5 | 3500
13.01. | 6 | 3500
13.01. | 7 | 3500
13.01. | 8 | 3500
13.01. | 9 | 3500
13.01. | 10 | 3500
13.01. | 11 | 3500
13.01. | 12 | 3500
13.01. | 13 | 3500
13.01. | 14 | 3500
13.01. | 15 | 3500
13.01. | 16 | 3500
13.01. | 17 | 3500
13.01. | 18 | 3500
13.01. | 19 | 3500
13.01. | 20 | 3500
13.01. | 21 | 3500
13.01. | 22 | 3500
13.01. | 23 | 3500
13.01. | 24 | 3500
14.01. | 1 | 3500
14.01. | 2 | 3500
14.01. | 3 | 3500
14.01. | 4 | 3500
14.01. | 5 | 3500
14.01. | 6 | 3500
14.01. | 7 | 3500
14.01. | 8 | 3500
14.01. | 9 | 3500
14.01. | 10 | 3500
14.01. | 11 | 3500
14.01. | 12 | 3500
14.01. | 13 | 3500
14.01. | 14 | 3500
14.01. | 15 | 3500
14.01. | 16 | 3500
14.01. | 17 | 3500
14.01. | 18 | 3500
14.01. | 19 | 3500
14.01. | 20 | 3500
14.01. | 21 | 3500
14.01. | 22 | 3500
14.01. | 23 | 3500
14.01. | 24 | 3500
15.01. | 1 | 3500
15.01. | 2 | 3500
15.01. | 3 | 3500
15.01. | 4 | 3500
15.01. | 5 | 3500
15.01. | 6 | 3500
15.01. | 7 | 3500
15.01. | 8 | 3500
15.01. | 9 | 3500
15.01. | 10 | 3500
15.01. | 11 | 3500
15.01. | 12 | 3500
15.01. | 13 | 3500
15.01. | 14 | 3500
15.01. | 15 | 3500
15.01. | 16 | 3500
15.01. | 17 | 3500
15.01. | 18 | 3500
15.01. | 19 | 3500
15.01. | 20 | 3500
15.01. | 21 | 3500
15.01. | 22 | 3500
15.01. | 23 | 3500
15.01. | 24 | 3500
16.01. | 1 | 3500
16.01. | 2 | 3500
16.01. | 3 | 3500
16.01. | 4 | 3500
16.01. | 5 | 3500
16.01. | 6 | 3500
16.01. | 7 | 3500
16.01. | 8 | 3500
16.01. | 9 | 3500
16.01. | 10 | 3500
16.01. | 11 | 3500
16.01. | 12 | 3500
16.01. | 13 | 3500
16.01. | 14 | 3500
16.01. | 15 | 3500
16.01. | 16 | 3500
16.01. | 17 | 3500
16.01. | 18 | 3500
16.01. | 19 | 3500
16.01. | 20 | 3500
16.01. | 21 | 3500
16.01. | 22 | 3500
16.01. | 23 | 3500
16.01. | 24 | 3500
17.01. | 1 | 3500
17.01. | 2 | 3500
17.01. | 3 | 3500
17.01. | 4 | 3500
17.01. | 5 | 3500
17.01. | 6 | 3500
17.01. | 7 | 3500
17.01. | 8 | 3500
17.01. | 9 | 3500
17.01. | 10 | 3500
17.01. | 11 | 3500
17.01. | 12 | 3500
17.01. | 13 | 3500
17.01. | 14 | 3500
17.01. | 15 | 3500
17.01. | 16 | 3500
17.01. | 17 | 3500
17.01. | 18 | 3500
17.01. | 19 | 3500
17.01. | 20 | 3500
17.01. | 21 | 3500
17.01. | 22 | 3500
17.01. | 23 | 3500
17.01. | 24 | 3500
18.01. | 1 | 3500
18.01. | 2 | 3500
18.01. | 3 | 3500
18.01. | 4 | 3500
18.01. | 5 | 3500
18.01. | 6 | 3500
18.01. | 7 | 3500
18.01. | 8 | 3500
18.01. | 9 | 3500
18.01. | 10 | 3500
18.01. | 11 | 3500
18.01. | 12 | 3500
18.01. | 13 | 3500
18.01. | 14 | 3500
18.01. | 15 | 3500
18.01. | 16 | 3500
18.01. | 17 | 3500
18.01. | 18 | 3500
18.01. | 19 | 3500
18.01. | 20 | 3500
18.01. | 21 | 3500
18.01. | 22 | 3500
18.01. | 23 | 3500
18.01. | 24 | 3500
19.01. | 1 | 3500
19.01. | 2 | 3500
19.01. | 3 | 3500
19.01. | 4 | 3500
19.01. | 5 | 3500
19.01. | 6 | 3500
19.01. | 7 | 3500
19.01. | 8 | 3500
19.01. | 9 | 3500
19.01. | 10 | 3500
19.01. | 11 | 3500
19.01. | 12 | 3500
19.01. | 13 | 3500
19.01. | 14 | 3500
19.01. | 15 | 3500
19.01. | 16 | 3500
19.01. | 17 | 3500
19.01. | 18 | 3500
19.01. | 19 | 3500
19.01. | 20 | 3500
19.01. | 21 | 3500
19.01. | 22 | 3500
19.01. | 23 | 3500
19.01. | 24 | 3500
20.01. | 1 | 3500
20.01. | 2 | 3500
20.01. | 3 | 3500
20.01. | 4 | 3500
20.01. | 5 | 3500
20.01. | 6 | 3500
20.01. | 7 | 3500
20.01. | 8 | 3500
20.01. | 9 | 3500
20.01. | 10 | 3500
20.01. | 11 | 3500
20.01. | 12 | 3500
20.01. | 13 | 3500
20.01. | 14 | 3500
20.01. | 15 | 3500
20.01. | 16 | 3500
20.01. | 17 | 3500
20.01. | 18 | 3500
20.01. | 19 | 3500
20.01. | 20 | 3500
20.01. | 21 | 3500
20.01. | 22 | 3500
20.01. | 23 | 3500
20.01. | 24 | 3500
21.01. | 1 | 3500
21.01. | 2 | 3500
21.01. | 3 | 3500
21.01. | 4 | 3500
21.01. | 5 | 3500
21.01. | 6 | 3500
21.01. | 7 | 3500
21.01. | 8 | 3500
21.01. | 9 | 3500
21.01. | 10 | 3500
21.01. | 11 | 3500
21.01. | 12 | 3500
21.01. | 13 | 3500
21.01. | 14 | 3500
21.01. | 15 | 3500
21.01. | 16 | 3500
21.01. | 17 | 3500
21.01. | 18 | 3500
21.01. | 19 | 3500
21.01. | 20 | 3500
21.01. | 21 | 3500
21.01. | 22 | 3500
21.01. | 23 | 3500
21.01. | 24 | 3500
22.01. | 1 | 3500
22.01. | 2 | 3500
22.01. | 3 | 3500
22.01. | 4 | 3500
22.01. | 5 | 3500
22.01. | 6 | 3500
22.01. | 7 | 3500
22.01. | 8 | 3500
22.01. | 9 | 3500
22.01. | 10 | 3500
22.01. | 11 | 3500
22.01. | 12 | 3500
22.01. | 13 | 3500
22.01. | 14 | 3500
22.01. | 15 | 3500
22.01. | 16 | 3500
22.01. | 17 | 3500
22.01. | 18 | 3500
22.01. | 19 | 3500
22.01. | 20 | 3500
22.01. | 21 | 3500
22.01. | 22 | 3500
22.01. | 23 | 3500
22.01. | 24 | 3500
23.01. | 1 | 3500
23.01. | 2 | 3500
23.01. | 3 | 3500
23.01. | 4 | 3500
23.01. | 5 | 3500
23.01. | 6 | 3500
23.01. | 7 | 3500
23.01. | 8 | 3500
23.01. | 9 | 3500
23.01. | 10 | 3500
23.01. | 11 | 3500
23.01. | 12 | 3500
23.01. | 13 | 3500
23.01. | 14 | 3500
23.01. | 15 | 3500
23.01. | 16 | 3500
23.01. | 17 | 3500
23.01. | 18 | 3500
23.01. | 19 | 3500
23.01. | 20 | 3500
23.01. | 21 | 3500
23.01. | 22 | 3500
23.01. | 23 | 3500
23.01. | 24 | 3500
24.01. | 1 | 3500
24.01. | 2 | 3500
24.01. | 3 | 3500
24.01. | 4 | 3500
24.01. | 5 | 3500
24.01. | 6 | 3500
24.01. | 7 | 3500
24.01. | 8 | 3500
24.01. | 9 | 3500
24.01. | 10 | 3500
24.01. | 11 | 3500
24.01. | 12 | 3500
24.01. | 13 | 3500
24.01. | 14 | 3500
24.01. | 15 | 3500
24.01. | 16 | 3500
24.01. | 17 | 3500
24.01. | 18 | 3500
24.01. | 19 | 3500
24.01. | 20 | 3500
24.01. | 21 | 3500
24.01. | 22 | 3500
24.01. | 23 | 3500
24.01. | 24 | 3500
25.01. | 1 | 3500
25.01. | 2 | 3500
25.01. | 3 | 3500
25.01. | 4 | 3500
25.01. | 5 | 3500
25.01. | 6 | 3500
25.01. | 7 | 3500
25.01. | 8 | 3500
25.01. | 9 | 3500
25.01. | 10 | 3500
25.01. | 11 | 3500
25.01. | 12 | 3500
25.01. | 13 | 3500
25.01. | 14 | 3500
25.01. | 15 | 3500
25.01. | 16 | 3500
25.01. | 17 | 3500
25.01. | 18 | 3500
25.01. | 19 | 3500
25.01. | 20 | 3500
25.01. | 21 | 3500
25.01. | 22 | 3500
25.01. | 23 | 3500
25.01. | 24 | 3500
26.01. | 1 | 3500
26.01. | 2 | 3500
26.01. | 3 | 3500
26.01. | 4 | 3500
26.01. | 5 | 3500
26.01. | 6 | 3500
26.01. | 7 | 3500
26.01. | 8 | 3500
26.01. | 9 | 3500
26.01. | 10 | 3500
26.01. | 11 | 3500
26.01. | 12 | 3500
26.01. | 13 | 3500
26.01. | 14 | 3500
26.01. | 15 | 3500
26.01. | 16 | 3500
26.01. | 17 | 3500
26.01. | 18 | 3500
26.01. | 19 | 3500
26.01. | 20 | 3500
26.01. | 21 | 3500
26.01. | 22 | 3500
26.01. | 23 | 3500
26.01. | 24 | 3500
27.01. | 1 | 3500
27.01. | 2 | 3500
27.01. | 3 | 3500
27.01. | 4 | 3500
27.01. | 5 | 3500
27.01. | 6 | 3500
27.01. | 7 | 3500
27.01. | 8 | 3500
27.01. | 9 | 3500
27.01. | 10 | 3500
27.01. | 11 | 3500
27.01. | 12 | 3500
27.01. | 13 | 3500
27.01. | 14 | 3500
27.01. | 15 | 3500
27.01. | 16 | 3500
27.01. | 17 | 3500
27.01. | 18 | 3500
27.01. | 19 | 3500
27.01. | 20 | 3500
27.01. | 21 | 3500
27.01. | 22 | 3500
27.01. | 23 | 3500
27.01. | 24 | 3500
28.01. | 1 | 3500
28.01. | 2 | 3500
28.01. | 3 | 3500
28.01. | 4 | 3500
28.01. | 5 | 3500
28.01. | 6 | 3500
28.01. | 7 | 3500
28.01. | 8 | 3500
28.01. | 9 | 3500
28.01. | 10 | 3500
28.01. | 11 | 3500
28.01. | 12 | 3500
28.01. | 13 | 3500
28.01. | 14 | 3500
28.01. | 15 | 3500
28.01. | 16 | 3500
28.01. | 17 | 3500
28.01. | 18 | 3500
28.01. | 19 | 3500
28.01. | 20 | 3500
28.01. | 21 | 3500
28.01. | 22 | 3500
28.01. | 23 | 3500
28.01. | 24 | 3500
29.01. | 1 | 3500
29.01. | 2 | 3500
29.01. | 3 | 3500
29.01. | 4 | 3500
29.01. | 5 | 3500
29.01. | 6 | 3500
29.01. | 7 | 3500
29.01. | 8 | 3500
29.01. | 9 | 3500
29.01. | 10 | 3500
29.01. | 11 | 3500
29.01. | 12 | 3500
29.01. | 13 | 3500
29.01. | 14 | 3500
29.01. | 15 | 3500
29.01. | 16 | 3500
29.01. | 17 | 3500
29.01. | 18 | 3500
29.01. | 19 | 3500
29.01. | 20 | 3500
29.01. | 21 | 3500
29.01. | 22 | 3500
29.01. | 23 | 3500
29.01. | 24 | 3500
30.01. | 1 | 3500
30.01. | 2 | 3500
30.01. | 3 | 3500
30.01. | 4 | 3500
30.01. | 5 | 3500
30.01. | 6 | 3500
30.01. | 7 | 3500
30.01. | 8 | 3500
30.01. | 9 | 3500
30.01. | 10 | 3500
30.01. | 11 | 3500
30.01. | 12 | 3500
30.01. | 13 | 3500
30.01. | 14 | 3500
30.01. | 15 | 3500
30.01. | 16 | 3500
30.01. | 17 | 3500
30.01. | 18 | 3500
30.01. | 19 | 3500
30.01. | 20 | 3500
30.01. | 21 | 3500
30.01. | 22 | 3500
30.01. | 23 | 3500
30.01. | 24 | 3500
31.01. | 1 | 3500
31.01. | 2 | 3500
31.01. | 3 | 3500
31.01. | 4 | 3500
31.01. | 5 | 3500
31.01. | 6 | 3500
31.01. | 7 | 3500
31.01. | 8 | 3500
31.01. | 9 | 3500
31.01. | 10 | 3500
31.01. | 11 | 3500
31.01. | 12 | 3500
31.01. | 13 | 3500
31.01. | 14 | 3500
31.01. | 15 | 3500
31.01. | 16 | 3500
31.01. | 17 | 3500
31.01. | 18 | 3500
31.01. | 19 | 3500
31.01. | 20 | 3500
31.01. | 21 | 3500
31.01. | 22 | 3500
31.01. | 23 | 3500
31.01. | 24 | 3500
01.02. | 1 | 3500
01.02. | 2 | 3500
01.02. | 3 | 3500
01.02. | 4 | 3500
01.02. | 5 | 3500
01.02. | 6 | 3500
01.02. | 7 | 3500
01.02. | 8 | 3500
01.02. | 9 | 3500
01.02. | 10 | 3500
01.02. | 11 | 3500
01.02. | 12 | 3500
01.02. | 13 | 3500
01.02. | 14 | 3500
01.02. | 15 | 3500
01.02. | 16 | 3500
01.02. | 17 | 3500
01.02. | 18 | 3500
01.02. | 19 | 3500
01.02. | 20 | 3500
01.02. | 21 | 3500
01.02. | 22 | 3500
01.02. | 23 | 3500
01.02. | 24 | 3500
02.02. | 1 | 3500
02.02. | 2 | 3500
02.02. | 3 | 3500
02.02. | 4 | 3500
02.02. | 5 | 3500
02.02. | 6 | 3500
02.02. | 7 | 3500
02.02. | 8 | 3500
02.02. | 9 | 3500
02.02. | 10 | 3500
02.02. | 11 | 3500
02.02. | 12 | 3500
02.02. | 13 | 3500
02.02. | 14 | 3500
02.02. | 15 | 3500
02.02. | 16 | 3500
02.02. | 17 | 3500
02.02. | 18 | 3500
02.02. | 19 | 3500
02.02. | 20 | 3500
02.02. | 21 | 3500
02.02. | 22 | 3500
02.02. | 23 | 3500
02.02. | 24 | 3500
03.02. | 1 | 3500
03.02. | 2 | 3500
03.02. | 3 | 3500
03.02. | 4 | 3500
03.02. | 5 | 3500
03.02. | 6 | 3500
03.02. | 7 | 3500
03.02. | 8 | 3500
03.02. | 9 | 3500
03.02. | 10 | 3500
03.02. | 11 | 3500
03.02. | 12 | 3500
03.02. | 13 | 3500
03.02. | 14 | 3500
03.02. | 15 | 3500
03.02. | 16 | 3500
03.02. | 17 | 3500
03.02. | 18 | 3500
03.02. | 19 | 3500
03.02. | 20 | 3500
03.02. | 21 | 3500
03.02. | 22 | 3500
03.02. | 23 | 3500
03.02. | 24 | 3500
04.02. | 1 | 3500
04.02. | 2 | 3500
04.02. | 3 | 3500
04.02. | 4 | 3500
04.02. | 5 | 3500
04.02. | 6 | 3500
04.02. | 7 | 3500
04.02. | 8 | 3500
04.02. | 9 | 3500
04.02. | 10 | 3500
04.02. | 11 | 3500
04.02. | 12 | 3500
04.02. | 13 | 3500
04.02. | 14 | 3500
04.02. | 15 | 3500
04.02. | 16 | 3500
04.02. | 17 | 3500
04.02. | 18 | 3500
04.02. | 19 | 3500
04.02. | 20 | 3500
04.02. | 21 | 3500
04.02. | 22 | 3500
04.02. | 23 | 3500
04.02. | 24 | 3500
05.02. | 1 | 3500
05.02. | 2 | 3500
05.02. | 3 | 3500
05.02. | 4 | 3500
05.02. | 5 | 3500
05.02. | 6 | 3500
05.02. | 7 | 3500
05.02. | 8 | 3500
05.02. | 9 | 3500
05.02. | 10 | 3500
05.02. | 11 | 3500
05.02. | 12 | 3500
05.02. | 13 | 3500
05.02. | 14 | 3500
05.02. | 15 | 3500
05.02. | 16 | 3500
05.02. | 17 | 3500
05.02. | 18 | 3500
05.02. | 19 | 3500
05.02. | 20 | 3500
05.02. | 21 | 3500
05.02. | 22 | 3500
05.02. | 23 | 3500
05.02. | 24 | 3500
06.02. | 1 | 3500
06.02. | 2 | 3500
06.02. | 3 | 3500
06.02. | 4 | 3500
06.02. | 5 | 3500
06.02. | 6 | 3500
06.02. | 7 | 3500
06.02. | 8 | 3500
06.02. | 9 | 3500
06.02. | 10 | 3500
06.02. | 11 | 3500
06.02. | 12 | 3500
06.02. | 13 | 3500
06.02. | 14 | 3500
06.02. | 15 | 3500
06.02. | 16 | 3500
06.02. | 17 | 3500
06.02. | 18 | 3500
06.02. | 19 | 3500
06.02. | 20 | 3500
06.02. | 21 | 3500
06.02. | 22 | 3500
06.02. | 23 | 3500
06.02. | 24 | 3500
07.02. | 1 | 3500
07.02. | 2 | 3500
07.02. | 3 | 3500
07.02. | 4 | 3500
07.02. | 5 | 3500
07.02. | 6 | 3500
07.02. | 7 | 3500
07.02. | 8 | 3500
07.02. | 9 | 3500
07.02. | 10 | 3500
07.02. | 11 | 3500
07.02. | 12 | 3500
07.02. | 13 | 3500
07.02. | 14 | 3500
07.02. | 15 | 3500
07.02. | 16 | 3500
07.02. | 17 | 3500
07.02. | 18 | 3500
07.02. | 19 | 3500
07.02. | 20 | 3500
07.02. | 21 | 3500
07.02. | 22 | 3500
07.02. | 23 | 3500
07.02. | 24 | 3500
08.02. | 1 | 3500
08.02. | 2 | 3500
08.02. | 3 | 3500
08.02. | 4 | 3500
08.02. | 5 | 3500
08.02. | 6 | 3500
08.02. | 7 | 3500
08.02. | 8 | 3500
08.02. | 9 | 3500
08.02. | 10 | 3500
08.02. | 11 | 3500
08.02. | 12 | 3500
08.02. | 13 | 3500
08.02. | 14 | 3500
08.02. | 15 | 3500
08.02. | 16 | 3500
08.02. | 17 | 3500
08.02. | 18 | 3500
08.02. | 19 | 3500
08.02. | 20 | 3500
08.02. | 21 | 3500
08.02. | 22 | 3500
08.02. | 23 | 3500
08.02. | 24 | 3500
09.02. | 1 | 3500
09.02. | 2 | 3500
09.02. | 3 | 3500
09.02. | 4 | 3500
09.02. | 5 | 3500
09.02. | 6 | 3500
09.02. | 7 | 3500
09.02. | 8 | 3500
09.02. | 9 | 3500
09.02. | 10 | 3500
09.02. | 11 | 3500
09.02. | 12 | 3500
09.02. | 13 | 3500
09.02. | 14 | 3500
09.02. | 15 | 3500
09.02. | 16 | 3500
09.02. | 17 | 3500
09.02. | 18 | 3500
09.02. | 19 | 3500
09.02. | 20 | 3500
09.02. | 21 | 3500
09.02. | 22 | 3500
09.02. | 23 | 3500
09.02. | 24 | 3500
10.02. | 1 | 3500
10.02. | 2 | 3500
10.02. | 3 | 3500
10.02. | 4 | 3500
10.02. | 5 | 3500
10.02. | 6 | 3500
10.02. | 7 | 3500
10.02. | 8 | 3500
10.02. | 9 | 3500
10.02. | 10 | 3500
10.02. | 11 | 3500
10.02. | 12 | 3500
10.02. | 13 | 3500
10.02. | 14 | 3500
10.02. | 15 | 3500
10.02. | 16 | 3500
10.02. | 17 | 3500
10.02. | 18 | 3500
10.02. | 19 | 3500
10.02. | 20 | 3500
10.02. | 21 | 3500
10.02. | 22 | 3500
10.02. | 23 | 3500
10.02. | 24 | 3500
11.02. | 1 | 3500
11.02. | 2 | 3500
11.02. | 3 | 3500
11.02. | 4 | 3500
11.02. | 5 | 3500
11.02. | 6 | 3500
11.02. | 7 | 3500
11.02. | 8 | 3500
11.02. | 9 | 3500
11.02. | 10 | 3500
11.02. | 11 | 3500
11.02. | 12 | 3500
11.02. | 13 | 3500
11.02. | 14 | 3500
11.02. | 15 | 3500
11.02. | 16 | 3500
11.02. | 17 | 3500
11.02. | 18 | 3500
11.02. | 19 | 3500
11.02. | 20 | 3500
11.02. | 21 | 3500
11.02. | 22 | 3500
11.02. | 23 | 3500
11.02. | 24 | 3500
12.02. | 1 | 3500
12.02. | 2 | 3500
12.02. | 3 | 3500
12.02. | 4 | 3500
12.02. | 5 | 3500
12.02. | 6 | 3500
12.02. | 7 | 3500
12.02. | 8 | 3500
12.02. | 9 | 3500
12.02. | 10 | 3500
12.02. | 11 | 3500
12.02. | 12 | 3500
12.02. | 13 | 3500
12.02. | 14 | 3500
12.02. | 15 | 3500
12.02. | 16 | 3500
12.02. | 17 | 3500
12.02. | 18 | 3500
12.02. | 19 | 3500
12.02. | 20 | 3500
12.02. | 21 | 3500
12.02. | 22 | 3500
12.02. | 23 | 3500
12.02. | 24 | 3500
13.02. | 1 | 3500
13.02. | 2 | 3500
13.02. | 3 | 3500
13.02. | 4 | 3500
13.02. | 5 | 3500
13.02. | 6 | 3500
13.02. | 7 | 3500
13.02. | 8 | 3500
13.02. | 9 | 3500
13.02. | 10 | 3500
13.02. | 11 | 3500
13.02. | 12 | 3500
13.02. | 13 | 3500
13.02. | 14 | 3500
13.02. | 15 | 3500
13.02. | 16 | 3500
13.02. | 17 | 3500
13.02. | 18 | 3500
13.02. | 19 | 3500
13.02. | 20 | 3500
13.02. | 21 | 3500
13.02. | 22 | 3500
13.02. | 23 | 3500
13.02. | 24 | 3500
14.02. | 1 | 3500
14.02. | 2 | 3500
14.02. | 3 | 3500
14.02. | 4 | 3500
14.02. | 5 | 3500
14.02. | 6 | 3500
14.02. | 7 | 3500
14.02. | 8 | 3500
14.02. | 9 | 3500
14.02. | 10 | 3500
14.02. | 11 | 3500
14.02. | 12 | 3500
14.02. | 13 | 3500
14.02. | 14 | 3500
14.02. | 15 | 3500
14.02. | 16 | 3500
14.02. | 17 | 3500
14.02. | 18 | 3500
14.02. | 19 | 3500
14.02. | 20 | 3500
14.02. | 21 | 3500
14.02. | 22 | 3500
14.02. | 23 | 3500
14.02. | 24 | 3500
15.02. | 1 | 3500
15.02. | 2 | 3500
15.02. | 3 | 3500
15.02. | 4 | 3500
15.02. | 5 | 3500
15.02. | 6 | 3500
15.02. | 7 | 3500
15.02. | 8 | 3500
15.02. | 9 | 3500
15.02. | 10 | 3500
15.02. | 11 | 3500
15.02. | 12 | 3500
15.02. | 13 | 3500
15.02. | 14 | 3500
15.02. | 15 | 3500
15.02. | 16 | 3500
15.02. | 17 | 3500
15.02. | 18 | 3500
15.02. | 19 | 3500
15.02. | 20 | 3500
15.02. | 21 | 3500
15.02. | 22 | 3500
15.02. | 23 | 3500
15.02. | 24 | 3500
16.02. | 1 | 3500
16.02. | 2 | 3500
16.02. | 3 | 3500
16.02. | 4 | 3500
16.02. | 5 | 3500
16.02. | 6 | 3500
16.02. | 7 | 3500
16.02. | 8 | 3500
16.02. | 9 | 3500
16.02. | 10 | 3500
16.02. | 11 | 3500
16.02. | 12 | 3500
16.02. | 13 | 3500
16.02. | 14 | 3500
16.02. | 15 | 3500
16.02. | 16 | 3500
16.02. | 17 | 3500
16.02. | 18 | 3500
16.02. | 19 | 3500
16.02. | 20 | 3500
16.02. | 21 | 3500
16.02. | 22 | 3500
16.02. | 23 | 3500
16.02. | 24 | 3500
17.02. | 1 | 3500
17.02. | 2 | 3500
17.02. | 3 | 3500
17.02. | 4 | 3500
17.02. | 5 | 3500
17.02. | 6 | 3500
17.02. | 7 | 3500
17.02. | 8 | 3500
17.02. | 9 | 3500
17.02. | 10 | 3500
17.02. | 11 | 3500
17.02. | 12 | 3500
17.02. | 13 | 3500
17.02. | 14 | 3500
17.02. | 15 | 3500
17.02. | 16 | 3500
17.02. | 17 | 3500
17.02. | 18 | 3500
17.02. | 19 | 3500
17.02. | 20 | 3500
17.02. | 21 | 3500
17.02. | 22 | 3500
17.02. | 23 | 3500
17.02. | 24 | 3500
18.02. | 1 | 3500
18.02. | 2 | 3500
18.02. | 3 | 3500
18.02. | 4 | 3500
18.02. | 5 | 3500
18.02. | 6 | 3500
18.02. | 7 | 3500
18.02. | 8 | 3500
18.02. | 9 | 3500
18.02. | 10 | 3500
18.02. | 11 | 3500
18.02. | 12 | 3500
18.02. | 13 | 3500
18.02. | 14 | 3500
18.02. | 15 | 3500
18.02. | 16 | 3500
18.02. | 17 | 3500
18.02. | 18 | 3500
18.02. | 19 | 3500
18.02. | 20 | 3500
18.02. | 21 | 3500
18.02. | 22 | 3500
18.02. | 23 | 3500
18.02. | 24 | 3500
19.02. | 1 | 3500
19.02. | 2 | 3500
19.02. | 3 | 3500
19.02. | 4 | 3500
19.02. | 5 | 3500
19.02. | 6 | 3500
19.02. | 7 | 3500
19.02. | 8 | 3500
19.02. | 9 | 3500
19.02. | 10 | 3500
19.02. | 11 | 3500
19.02. | 12 | 3500
19.02. | 13 | 3500
19.02. | 14 | 3500
19.02. | 15 | 3500
19.02. | 16 | 3500
19.02. | 17 | 3500
19.02. | 18 | 3500
19.02. | 19 | 3500
19.02. | 20 | 3500
19.02. | 21 | 3500
19.02. | 22 | 3500
19.02. | 23 | 3500
19.02. | 24 | 3500
20.02. | 1 | 3500
20.02. | 2 | 3500
20.02. | 3 | 3500
20.02. | 4 | 3500
20.02. | 5 | 3500
20.02. | 6 | 3500
20.02. | 7 | 3500
20.02. | 8 | 3500
20.02. | 9 | 3500
20.02. | 10 | 3500
20.02. | 11 | 3500
20.02. | 12 | 3500
20.02. | 13 | 3500
20.02. | 14 | 3500
20.02. | 15 | 3500
20.02. | 16 | 3500
20.02. | 17 | 3500
20.02. | 18 | 3500
20.02. | 19 | 3500
20.02. | 20 | 3500
20.02. | 21 | 3500
20.02. | 22 | 3500
20.02. | 23 | 3500
20.02. | 24 | 3500
21.02. | 1 | 3500
21.02. | 2 | 3500
21.02. | 3 | 3500
21.02. | 4 | 3500
21.02. | 5 | 3500
21.02. | 6 | 3500
21.02. | 7 | 3500
21.02. | 8 | 3500
21.02. | 9 | 3500
21.02. | 10 | 3500
21.02. | 11 | 3500
21.02. | 12 | 3500
21.02. | 13 | 3500
21.02. | 14 | 3500
21.02. | 15 | 3500
21.02. | 16 | 3500
21.02. | 17 | 3500
21.02. | 18 | 3500
21.02. | 19 | 3500
21.02. | 20 | 3500
21.02. | 21 | 3500
21.02. | 22 | 3500
21.02. | 23 | 3500
21.02. | 24 | 3500
22.02. | 1 | 3500
22.02. | 2 | 3500
22.02. | 3 | 3500
22.02. | 4 | 3500
22.02. | 5 | 3500
22.02. | 6 | 3500
22.02. | 7 | 3500
22.02. | 8 | 3500
22.02. | 9 | 3500
22.02. | 10 | 3500
22.02. | 11 | 3500
22.02. | 12 | 3500
22.02. | 13 | 3500
22.02. | 14 | 3500
22.02. | 15 | 3500
22.02. | 16 | 3500
22.02. | 17 | 3500
22.02. | 18 | 3500
22.02. | 19 | 3500
22.02. | 20 | 3500
22.02. | 21 | 3500
22.02. | 22 | 3500
22.02. | 23 | 3500
22.02. | 24 | 3500
23.02. | 1 | 3500
23.02. | 2 | 3500
23.02. | 3 | 3500
23.02. | 4 | 3500
23.02. | 5 | 3500
23.02. | 6 | 3500
23.02. | 7 | 3500
23.02. | 8 | 3500
23.02. | 9 | 3500
23.02. | 10 | 3500
23.02. | 11 | 3500
23.02. | 12 | 3500
23.02. | 13 | 3500
23.02. | 14 | 3500
23.02. | 15 | 3500
23.02. | 16 | 3500
23.02. | 17 | 3500
23.02. | 18 | 3500
23.02. | 19 | 3500
23.02. | 20 | 3500
23.02. | 21 | 3500
23.02. | 22 | 3500
23.02. | 23 | 3500
23.02. | 24 | 3500
24.02. | 1 | 3500
24.02. | 2 | 3500
24.02. | 3 | 3500
24.02. | 4 | 3500
24.02. | 5 | 3500
24.02. | 6 | 3500
24.02. | 7 | 3500
24.02. | 8 | 3500
24.02. | 9 | 3500
24.02. | 10 | 3500
24.02. | 11 | 3500
24.02. | 12 | 3500
24.02. | 13 | 3500
24.02. | 14 | 3500
24.02. | 15 | 3500
24.02. | 16 | 3500
24.02. | 17 | 3500
24.02. | 18 | 3500
24.02. | 19 | 3500
24.02. | 20 | 3500
24.02. | 21 | 3500
24.02. | 22 | 3500
24.02. | 23 | 3500
24.02. | 24 | 3500
25.02. | 1 | 3500
25.02. | 2 | 3500
25.02. | 3 | 3500
25.02. | 4 | 3500
25.02. | 5 | 3500
25.02. | 6 | 3500
25.02. | 7 | 3500
25.02. | 8 | 3500
25.02. | 9 | 3500
25.02. | 10 | 3500
25.02. | 11 | 3500
25.02. | 12 | 3500
25.02. | 13 | 3500
25.02. | 14 | 3500
25.02. | 15 | 3500
25.02. | 16 | 3500
25.02. | 17 | 3500
25.02. | 18 | 3500
25.02. | 19 | 3500
25.02. | 20 | 3500
25.02. | 21 | 3500
25.02. | 22 | 3500
25.02. | 23 | 3500
25.02. | 24 | 3500
26.02. | 1 | 3500
26.02. | 2 | 3500
26.02. | 3 | 3500
26.02. | 4 | 3500
26.02. | 5 | 3500
26.02. | 6 | 3500
26.02. | 7 | 3500
26.02. | 8 | 3500
26.02. | 9 | 3500
26.02. | 10 | 3500
26.02. | 11 | 3500
26.02. | 12 | 3500
26.02. | 13 | 3500
26.02. | 14 | 3500
26.02. | 15 | 3500
26.02. | 16 | 3500
26.02. | 17 | 3500
26.02. | 18 | 3500
26.02. | 19 | 3500
26.02. | 20 | 3500
26.02. | 21 | 3500
26.02. | 22 | 3500
26.02. | 23 | 3500
26.02. | 24 | 3500
27.02. | 1 | 3500
27.02. | 2 | 3500
27.02. | 3 | 3500
27.02. | 4 | 3500
27.02. | 5 | 3500
27.02. | 6 | 3500
27.02. | 7 | 3500
27.02. | 8 | 3500
27.02. | 9 | 3500
27.02. | 10 | 3500
27.02. | 11 | 3500
27.02. | 12 | 3500
27.02. | 13 | 3500
27.02. | 14 | 3500
27.02. | 15 | 3500
27.02. | 16 | 3500
27.02. | 17 | 3500
27.02. | 18 | 3500
27.02. | 19 | 3500
27.02. | 20 | 3500
27.02. | 21 | 3500
27.02. | 22 | 3500
27.02. | 23 | 3500
27.02. | 24 | 3500
28.02. | 1 | 3500
28.02. | 2 | 3500
28.02. | 3 | 3500
28.02. | 4 | 3500
28.02. | 5 | 3500
28.02. | 6 | 3500
28.02. | 7 | 3500
28.02. | 8 | 3500
28.02. | 9 | 3500
28.02. | 10 | 3500
28.02. | 11 | 3500
28.02. | 12 | 3500
28.02. | 13 | 3500
28.02. | 14 | 3500
28.02. | 15 | 3500
28.02. | 16 | 3500
28.02. | 17 | 3500
28.02. | 18 | 3500
28.02. | 19 | 3500
28.02. | 20 | 3500
28.02. | 21 | 3500
28.02. | 22 | 3500
28.02. | 23 | 3500
28.02. | 24 | 3500
01.03. | 1 | 3500
01.03. | 2 | 3500
01.03. | 3 | 3500
01.03. | 4 | 3500
01.03. | 5 | 3500
01.03. | 6 | 3500
01.03. | 7 | 3500
01.03. | 8 | 3500
01.03. | 9 | 3500
01.03. | 10 | 3500
01.03. | 11 | 3500
01.03. | 12 | 3500
01.03. | 13 | 3500
01.03. | 14 | 3500
01.03. | 15 | 3500
01.03. | 16 | 3500
01.03. | 17 | 3500
01.03. | 18 | 3500
01.03. | 19 | 3500
01.03. | 20 | 3500
01.03. | 21 | 3500
01.03. | 22 | 3500
01.03. | 23 | 3500
01.03. | 24 | 3500
02.03. | 1 | 3500
02.03. | 2 | 3500
02.03. | 3 | 3500
02.03. | 4 | 3500
02.03. | 5 | 3500
02.03. | 6 | 3500
02.03. | 7 | 3500
02.03. | 8 | 3500
02.03. | 9 | 3500
02.03. | 10 | 3500
02.03. | 11 | 3500
02.03. | 12 | 3500
02.03. | 13 | 3500
02.03. | 14 | 3500
02.03. | 15 | 3500
02.03. | 16 | 3500
02.03. | 17 | 3500
02.03. | 18 | 3500
02.03. | 19 | 3500
02.03. | 20 | 3500
02.03. | 21 | 3500
02.03. | 22 | 3500
02.03. | 23 | 3500
02.03. | 24 | 3500
03.03. | 1 | 3500
03.03. | 2 | 3500
03.03. | 3 | 3500
03.03. | 4 | 3500
03.03. | 5 | 3500
03.03. | 6 | 3500
03.03. | 7 | 3500
03.03. | 8 | 3500
03.03. | 9 | 3500
03.03. | 10 | 3500
03.03. | 11 | 3500
03.03. | 12 | 3500
03.03. | 13 | 3500
03.03. | 14 | 3500
03.03. | 15 | 3500
03.03. | 16 | 3500
03.03. | 17 | 3500
03.03. | 18 | 3500
03.03. | 19 | 3500
03.03. | 20 | 3500
03.03. | 21 | 3500
03.03. | 22 | 3500
03.03. | 23 | 3500
03.03. | 24 | 3500
04.03. | 1 | 3500
04.03. | 2 | 3500
04.03. | 3 | 3500
04.03. | 4 | 3500
04.03. | 5 | 3500
04.03. | 6 | 3500
04.03. | 7 | 3500
04.03. | 8 | 3500
04.03. | 9 | 3500
04.03. | 10 | 3500
04.03. | 11 | 3500
04.03. | 12 | 3500
04.03. | 13 | 3500
04.03. | 14 | 3500
04.03. | 15 | 3500
04.03. | 16 | 3500
04.03. | 17 | 3500
04.03. | 18 | 3500
04.03. | 19 | 3500
04.03. | 20 | 3500
04.03. | 21 | 3500
04.03. | 22 | 3500
04.03. | 23 | 3500
04.03. | 24 | 3500
05.03. | 1 | 3500
05.03. | 2 | 3500
05.03. | 3 | 3500
05.03. | 4 | 3500
05.03. | 5 | 3500
05.03. | 6 | 3500
05.03. | 7 | 3500
05.03. | 8 | 3500
05.03. | 9 | 3500
05.03. | 10 | 3500
05.03. | 11 | 3500
05.03. | 12 | 3500
05.03. | 13 | 3500
05.03. | 14 | 3500
05.03. | 15 | 3500
05.03. | 16 | 3500
05.03. | 17 | 3500
05.03. | 18 | 3500
05.03. | 19 | 3500
05.03. | 20 | 3500
05.03. | 21 | 3500
05.03. | 22 | 3500
05.03. | 23 | 3500
05.03. | 24 | 3500
06.03. | 1 | 3500
06.03. | 2 | 3500
06.03. | 3 | 3500
06.03. | 4 | 3500
06.03. | 5 | 3500
06.03. | 6 | 3500
06.03. | 7 | 3500
06.03. | 8 | 3500
06.03. | 9 | 3500
06.03. | 10 | 3500
06.03. | 11 | 3500
06.03. | 12 | 3500
06.03. | 13 | 3500
06.03. | 14 | 3500
06.03. | 15 | 3500
06.03. | 16 | 3500
06.03. | 17 | 3500
06.03. | 18 | 3500
06.03. | 19 | 3500
06.03. | 20 | 3500
06.03. | 21 | 3500
06.03. | 22 | 3500
06.03. | 23 | 3500
06.03. | 24 | 3500
07.03. | 1 | 3500
07.03. | 2 | 3500
07.03. | 3 | 3500
07.03. | 4 | 3500
07.03. | 5 | 3500
07.03. | 6 | 3500
07.03. | 7 | 3500
07.03. | 8 | 3500
07.03. | 9 | 3500
07.03. | 10 | 3500
07.03. | 11 | 3500
07.03. | 12 | 3500
07.03. | 13 | 3500
07.03. | 14 | 3500
07.03. | 15 | 3500
07.03. | 16 | 3500
07.03. | 17 | 3500
07.03. | 18 | 3500
07.03. | 19 | 3500
07.03. | 20 | 3500
07.03. | 21 | 3500
07.03. | 22 | 3500
07.03. | 23 | 3500
07.03. | 24 | 3500
08.03. | 1 | 3500
08.03. | 2 | 3500
08.03. | 3 | 3500
08.03. | 4 | 3500
08.03. | 5 | 3500
08.03. | 6 | 3500
08.03. | 7 | 3500
08.03. | 8 | 3500
08.03. | 9 | 3500
08.03. | 10 | 3500
08.03. | 11 | 3500
08.03. | 12 | 3500
08.03. | 13 | 3500
08.03. | 14 | 3500
08.03. | 15 | 3500
08.03. | 16 | 3500
08.03. | 17 | 3500
08.03. | 18 | 3500
08.03. | 19 | 3500
08.03. | 20 | 3500
08.03. | 21 | 3500
08.03. | 22 | 3500
08.03. | 23 | 3500
08.03. | 24 | 3500
09.03. | 1 | 3500
09.03. | 2 | 3500
09.03. | 3 | 3500
09.03. | 4 | 3500
09.03. | 5 | 3500
09.03. | 6 | 3500
09.03. | 7 | 3500
09.03. | 8 | 3500
09.03. | 9 | 3500
09.03. | 10 | 3500
09.03. | 11 | 3500
09.03. | 12 | 3500
09.03. | 13 | 3500
09.03. | 14 | 3500
09.03. | 15 | 3500
09.03. | 16 | 3500
09.03. | 17 | 3500
09.03. | 18 | 3500
09.03. | 19 | 3500
09.03. | 20 | 3500
09.03. | 21 | 3500
09.03. | 22 | 3500
09.03. | 23 | 3500
09.03. | 24 | 3500
10.03. | 1 | 3500
10.03. | 2 | 3500
10.03. | 3 | 3500
10.03. | 4 | 3500
10.03. | 5 | 3500
10.03. | 6 | 3500
10.03. | 7 | 3500
10.03. | 8 | 3500
10.03. | 9 | 3500
10.03. | 10 | 3500
10.03. | 11 | 3500
10.03. | 12 | 3500
10.03. | 13 | 3500
10.03. | 14 | 3500
10.03. | 15 | 3500
10.03. | 16 | 3500
10.03. | 17 | 3500
10.03. | 18 | 3500
10.03. | 19 | 3500
10.03. | 20 | 3500
10.03. | 21 | 3500
10.03. | 22 | 3500
10.03. | 23 | 3500
10.03. | 24 | 3500
11.03. | 1 | 3500
11.03. | 2 | 3500
11.03. | 3 | 3500
11.03. | 4 | 3500
11.03. | 5 | 3500
11.03. | 6 | 3500
11.03. | 7 | 3500
11.03. | 8 | 3500
11.03. | 9 | 3500
11.03. | 10 | 3500
11.03. | 11 | 3500
11.03. | 12 | 3500
11.03. | 13 | 3500
11.03. | 14 | 3500
11.03. | 15 | 3500
11.03. | 16 | 3500
11.03. | 17 | 3500
11.03. | 18 | 3500
11.03. | 19 | 3500
11.03. | 20 | 3500
11.03. | 21 | 3500
11.03. | 22 | 3500
11.03. | 23 | 3500
11.03. | 24 | 3500
12.03. | 1 | 3500
12.03. | 2 | 3500
12.03. | 3 | 3500
12.03. | 4 | 3500
12.03. | 5 | 3500
12.03. | 6 | 3500
12.03. | 7 | 3500
12.03. | 8 | 3500
12.03. | 9 | 3500
12.03. | 10 | 3500
12.03. | 11 | 3500
12.03. | 12 | 3500
12.03. | 13 | 3500
12.03. | 14 | 3500
12.03. | 15 | 3500
12.03. | 16 | 3500
12.03. | 17 | 3500
12.03. | 18 | 3500
12.03. | 19 | 3500
12.03. | 20 | 3500
12.03. | 21 | 3500
12.03. | 22 | 3500
12.03. | 23 | 3500
12.03. | 24 | 3500
13.03. | 1 | 3500
13.03. | 2 | 3500
13.03. | 3 | 3500
13.03. | 4 | 3500
13.03. | 5 | 3500
13.03. | 6 | 3500
13.03. | 7 | 3500
13.03. | 8 | 3500
13.03. | 9 | 3500
13.03. | 10 | 3500
13.03. | 11 | 3500
13.03. | 12 | 3500
13.03. | 13 | 3500
13.03. | 14 | 3500
13.03. | 15 | 3500
13.03. | 16 | 3500
13.03. | 17 | 3500
13.03. | 18 | 3500
13.03. | 19 | 3500
13.03. | 20 | 3500
13.03. | 21 | 3500
13.03. | 22 | 3500
13.03. | 23 | 3500
13.03. | 24 | 3500
14.03. | 1 | 3500
14.03. | 2 | 3500
14.03. | 3 | 3500
14.03. | 4 | 3500
14.03. | 5 | 3500
14.03. | 6 | 3500
14.03. | 7 | 3500
14.03. | 8 | 3500
14.03. | 9 | 3500
14.03. | 10 | 3500
14.03. | 11 | 3500
14.03. | 12 | 3500
14.03. | 13 | 3500
14.03. | 14 | 3500
14.03. | 15 | 3500
14.03. | 16 | 3500
14.03. | 17 | 3500
14.03. | 18 | 3500
14.03. | 19 | 3500
14.03. | 20 | 3500
14.03. | 21 | 3500
14.03. | 22 | 3500
14.03. | 23 | 3500
14.03. | 24 | 3500
15.03. | 1 | 3500
15.03. | 2 | 3500
15.03. | 3 | 3500
15.03. | 4 | 3500
15.03. | 5 | 3500
15.03. | 6 | 3500
15.03. | 7 | 3500
15.03. | 8 | 3500
15.03. | 9 | 3500
15.03. | 10 | 3500
15.03. | 11 | 3500
15.03. | 12 | 3500
15.03. | 13 | 3500
15.03. | 14 | 3500
15.03. | 15 | 3500
15.03. | 16 | 3500
15.03. | 17 | 3500
15.03. | 18 | 3500
15.03. | 19 | 3500
15.03. | 20 | 3500
15.03. | 21 | 3500
15.03. | 22 | 3500
15.03. | 23 | 3500
15.03. | 24 | 3500
16.03. | 1 | 3500
16.03. | 2 | 3500
16.03. | 3 | 3500
16.03. | 4 | 3500
16.03. | 5 | 3500
16.03. | 6 | 3500
16.03. | 7 | 3500
16.03. | 8 | 3500
16.03. | 9 | 3500
16.03. | 10 | 3500
16.03. | 11 | 3500
16.03. | 12 | 3500
16.03. | 13 | 3500
16.03. | 14 | 3500
16.03. | 15 | 3500
16.03. | 16 | 3500
16.03. | 17 | 3500
16.03. | 18 | 3500
16.03. | 19 | 3500
16.03. | 20 | 3500
16.03. | 21 | 3500
16.03. | 22 | 3500
16.03. | 23 | 3500
16.03. | 24 | 3500
17.03. | 1 | 3500
17.03. | 2 | 3500
17.03. | 3 | 3500
17.03. | 4 | 3500
17.03. | 5 | 3500
17.03. | 6 | 3500
17.03. | 7 | 3500
17.03. | 8 | 3500
17.03. | 9 | 3500
17.03. | 10 | 3500
17.03. | 11 | 3500
17.03. | 12 | 3500
17.03. | 13 | 3500
17.03. | 14 | 3500
17.03. | 15 | 3500
17.03. | 16 | 3500
17.03. | 17 | 3500
17.03. | 18 | 3500
17.03. | 19 | 3500
17.03. | 20 | 3500
17.03. | 21 | 3500
17.03. | 22 | 3500
17.03. | 23 | 3500
17.03. | 24 | 3500
18.03. | 1 | 3500
18.03. | 2 | 3500
18.03. | 3 | 3500
18.03. | 4 | 3500
18.03. | 5 | 3500
18.03. | 6 | 3500
18.03. | 7 | 3500
18.03. | 8 | 3500
18.03. | 9 | 3500
18.03. | 10 | 3500
18.03. | 11 | 3500
18.03. | 12 | 3500
18.03. | 13 | 3500
18.03. | 14 | 3500
18.03. | 15 | 3500
18.03. | 16 | 3500
18.03. | 17 | 3500
18.03. | 18 | 3500
18.03. | 19 | 3500
18.03. | 20 | 3500
18.03. | 21 | 3500
18.03. | 22 | 3500
18.03. | 23 | 3500
18.03. | 24 | 3500
19.03. | 1 | 3500
19.03. | 2 | 3500
19.03. | 3 | 3500
19.03. | 4 | 3500
19.03. | 5 | 3500
19.03. | 6 | 3500
19.03. | 7 | 3500
19.03. | 8 | 3500
19.03. | 9 | 3500
19.03. | 10 | 3500
19.03. | 11 | 3500
19.03. | 12 | 3500
19.03. | 13 | 3500
19.03. | 14 | 3500
19.03. | 15 | 3500
19.03. | 16 | 3500
19.03. | 17 | 3500
19.03. | 18 | 3500
19.03. | 19 | 3500
19.03. | 20 | 3500
19.03. | 21 | 3500
19.03. | 22 | 3500
19.03. | 23 | 3500
19.03. | 24 | 3500
20.03. | 1 | 3500
20.03. | 2 | 3500
20.03. | 3 | 3500
20.03. | 4 | 3500
20.03. | 5 | 3500
20.03. | 6 | 3500
20.03. | 7 | 3500
20.03. | 8 | 3500
20.03. | 9 | 3500
20.03. | 10 | 3500
20.03. | 11 | 3500
20.03. | 12 | 3500
20.03. | 13 | 3500
20.03. | 14 | 3500
20.03. | 15 | 3500
20.03. | 16 | 3500
20.03. | 17 | 3500
20.03. | 18 | 3500
20.03. | 19 | 3500
20.03. | 20 | 3500
20.03. | 21 | 3500
20.03. | 22 | 3500
20.03. | 23 | 3500
20.03. | 24 | 3500
21.03. | 1 | 3500
21.03. | 2 | 3500
21.03. | 3 | 3500
21.03. | 4 | 3500
21.03. | 5 | 3500
21.03. | 6 | 3500
21.03. | 7 | 3500
21.03. | 8 | 3500
21.03. | 9 | 3500
21.03. | 10 | 3500
21.03. | 11 | 3500
21.03. | 12 | 3500
21.03. | 13 | 3500
21.03. | 14 | 3500
21.03. | 15 | 3500
21.03. | 16 | 3500
21.03. | 17 | 3500
21.03. | 18 | 3500
21.03. | 19 | 3500
21.03. | 20 | 3500
21.03. | 21 | 3500
21.03. | 22 | 3500
21.03. | 23 | 3500
21.03. | 24 | 3500
22.03. | 1 | 3500
22.03. | 2 | 3500
22.03. | 3 | 3500
22.03. | 4 | 3500
22.03. | 5 | 3500
22.03. | 6 | 3500
22.03. | 7 | 3500
22.03. | 8 | 3500
22.03. | 9 | 3500
22.03. | 10 | 3500
22.03. | 11 | 3500
22.03. | 12 | 3500
22.03. | 13 | 3500
22.03. | 14 | 3500
22.03. | 15 | 3500
22.03. | 16 | 3500
22.03. | 17 | 3500
22.03. | 18 | 3500
22.03. | 19 | 3500
22.03. | 20 | 3500
22.03. | 21 | 3500
22.03. | 22 | 3500
22.03. | 23 | 3500
22.03. | 24 | 3500
23.03. | 1 | 3500
23.03. | 2 | 3500
23.03. | 3 | 3500
23.03. | 4 | 3500
23.03. | 5 | 3500
23.03. | 6 | 3500
23.03. | 7 | 3500
23.03. | 8 | 3500
23.03. | 9 | 3500
23.03. | 10 | 3500
23.03. | 11 | 3500
23.03. | 12 | 3500
23.03. | 13 | 3500
23.03. | 14 | 3500
23.03. | 15 | 3500
23.03. | 16 | 3500
23.03. | 17 | 3500
23.03. | 18 | 3500
23.03. | 19 | 3500
23.03. | 20 | 3500
23.03. | 21 | 3500
23.03. | 22 | 3500
23.03. | 23 | 3500
23.03. | 24 | 3500
24.03. | 1 | 3500
24.03. | 2 | 3500
24.03. | 3 | 3500
24.03. | 4 | 3500
24.03. | 5 | 3500
24.03. | 6 | 3500
24.03. | 7 | 3500
24.03. | 8 | 3500
24.03. | 9 | 3500
24.03. | 10 | 3500
24.03. | 11 | 3500
24.03. | 12 | 3500
24.03. | 13 | 3500
24.03. | 14 | 3500
24.03. | 15 | 3500
24.03. | 16 | 3500
24.03. | 17 | 3500
24.03. | 18 | 3500
24.03. | 19 | 3500
24.03. | 20 | 3500
24.03. | 21 | 3500
24.03. | 22 | 3500
24.03. | 23 | 3500
24.03. | 24 | 3500
25.03. | 1 | 3500
25.03. | 2 | 3500
25.03. | 3 | 3500
25.03. | 4 | 3500
25.03. | 5 | 3500
25.03. | 6 | 3500
25.03. | 7 | 3500
25.03. | 8 | 3500
25.03. | 9 | 3500
25.03. | 10 | 3500
25.03. | 11 | 3500
25.03. | 12 | 3500
25.03. | 13 | 3500
25.03. | 14 | 3500
25.03. | 15 | 3500
25.03. | 16 | 3500
25.03. | 17 | 3500
25.03. | 18 | 3500
25.03. | 19 | 3500
25.03. | 20 | 3500
25.03. | 21 | 3500
25.03. | 22 | 3500
25.03. | 23 | 3500
25.03. | 24 | 3500
26.03. | 1 | 3500
26.03. | 2 | 3500
26.03. | 3 | 3500
26.03. | 4 | 3500
26.03. | 5 | 3500
26.03. | 6 | 3500
26.03. | 7 | 3500
26.03. | 8 | 3500
26.03. | 9 | 3500
26.03. | 10 | 3500
26.03. | 11 | 3500
26.03. | 12 | 3500
26.03. | 13 | 3500
26.03. | 14 | 3500
26.03. | 15 | 3500
26.03. | 16 | 3500
26.03. | 17 | 3500
26.03. | 18 | 3500
26.03. | 19 | 3500
26.03. | 20 | 3500
26.03. | 21 | 3500
26.03. | 22 | 3500
26.03. | 23 | 3500
26.03. | 24 | 3500
27.03. | 1 | 3500
27.03. | 2 | 3500
27.03. | 3 | 3500
27.03. | 4 | 3500
27.03. | 5 | 3500
27.03. | 6 | 3500
27.03. | 7 | 3500
27.03. | 8 | 3500
27.03. | 9 | 3500
27.03. | 10 | 3500
27.03. | 11 | 3500
27.03. | 12 | 3500
27.03. | 13 | 3500
27.03. | 14 | 3500
27.03. | 15 | 3500
27.03. | 16 | 3500
27.03. | 17 | 3500
27.03. | 18 | 3500
27.03. | 19 | 3500
27.03. | 20 | 3500
27.03. | 21 | 3500
27.03. | 22 | 3500
27.03. | 23 | 3500
27.03. | 24 | 3500
28.03. | 1 | 3500
28.03. | 2 | 3500
28.03. | 3 | 3500
28.03. | 4 | 3500
28.03. | 5 | 3500
28.03. | 6 | 3500
28.03. | 7 | 3500
28.03. | 8 | 3500
28.03. | 9 | 3500
28.03. | 10 | 3500
28.03. | 11 | 3500
28.03. | 12 | 3500
28.03. | 13 | 3500
28.03. | 14 | 3500
28.03. | 15 | 3500
28.03. | 16 | 3500
28.03. | 17 | 3500
28.03. | 18 | 3500
28.03. | 19 | 3500
28.03. | 20 | 3500
28.03. | 21 | 3500
28.03. | 22 | 3500
28.03. | 23 | 3500
28.03. | 24 | 3500
29.03. | 1 | 3500
29.03. | 2 | 3500
29.03. | 3 | 3500
29.03. | 4 | 3500
29.03. | 5 | 3500
29.03. | 6 | 3500
29.03. | 7 | 3500
29.03. | 8 | 3500
29.03. | 9 | 3500
29.03. | 10 | 3500
29.03. | 11 | 3500
29.03. | 12 | 3500
29.03. | 13 | 3500
29.03. | 14 | 3500
29.03. | 15 | 3500
29.03. | 16 | 3500
29.03. | 17 | 3500
29.03. | 18 | 3500
29.03. | 19 | 3500
29.03. | 20 | 3500
29.03. | 21 | 3500
29.03. | 22 | 3500
29.03. | 23 | 3500
29.03. | 24 | 3500
30.03. | 1 | 3500
30.03. | 2 | 3500
30.03. | 3 | 3500
30.03. | 4 | 3500
30.03. | 5 | 3500
30.03. | 6 | 3500
30.03. | 7 | 3500
30.03. | 8 | 3500
30.03. | 9 | 3500
30.03. | 10 | 3500
30.03. | 11 | 3500
30.03. | 12 | 3500
30.03. | 13 | 3500
30.03. | 14 | 3500
30.03. | 15 | 3500
30.03. | 16 | 3500
30.03. | 17 | 3500
30.03. | 18 | 3500
30.03. | 19 | 3500
30.03. | 20 | 3500
30.03. | 21 | 3500
30.03. | 22 | 3500
30.03. | 23 | 3500
30.03. | 24 | 3500
31.03. | 1 | 3500
31.03. | 2 | 3500
31.03. | 3 | 3500
31.03. | 4 | 3500
31.03. | 5 | 3500
31.03. | 6 | 3500
31.03. | 7 | 3500
31.03. | 8 | 3500
31.03. | 9 | 3500
31.03. | 10 | 3500
31.03. | 11 | 3500
31.03. | 12 | 3500
31.03. | 13 | 3500
31.03. | 14 | 3500
31.03. | 15 | 3500
31.03. | 16 | 3500
31.03. | 17 | 3500
31.03. | 18 | 3500
31.03. | 19 | 3500
31.03. | 20 | 3500
31.03. | 21 | 3500
31.03. | 22 | 3500
31.03. | 23 | 3500
31.03. | 24 | 3500
01.04. | 1 | 3500
01.04. | 2 | 3500
01.04. | 3 | 3500
01.04. | 4 | 3500
01.04. | 5 | 3500
01.04. | 6 | 3500
01.04. | 7 | 3500
01.04. | 8 | 3500
01.04. | 9 | 3500
01.04. | 10 | 3500
01.04. | 11 | 3500
01.04. | 12 | 3500
01.04. | 13 | 3500
01.04. | 14 | 3500
01.04. | 15 | 3500
01.04. | 16 | 3500
01.04. | 17 | 3500
01.04. | 18 | 3500
01.04. | 19 | 3500
01.04. | 20 | 3500
01.04. | 21 | 3500
01.04. | 22 | 3500
01.04. | 23 | 3500
01.04. | 24 | 3500
02.04. | 1 | 3500
02.04. | 2 | 3500
02.04. | 3 | 3500
02.04. | 4 | 3500
02.04. | 5 | 3500
02.04. | 6 | 3500
02.04. | 7 | 3500
02.04. | 8 | 3500
02.04. | 9 | 3500
02.04. | 10 | 3500
02.04. | 11 | 3500
02.04. | 12 | 3500
02.04. | 13 | 3500
02.04. | 14 | 3500
02.04. | 15 | 3500
02.04. | 16 | 3500
02.04. | 17 | 3500
02.04. | 18 | 3500
02.04. | 19 | 3500
02.04. | 20 | 3500
02.04. | 21 | 3500
02.04. | 22 | 3500
02.04. | 23 | 3500
02.04. | 24 | 3500
03.04. | 1 | 3500
03.04. | 2 | 3500
03.04. | 3 | 3500
03.04. | 4 | 3500
03.04. | 5 | 3500
03.04. | 6 | 3500
03.04. | 7 | 3500
03.04. | 8 | 3500
03.04. | 9 | 3500
03.04. | 10 | 3500
03.04. | 11 | 3500
03.04. | 12 | 3500
03.04. | 13 | 3500
03.04. | 14 | 3500
03.04. | 15 | 3500
03.04. | 16 | 3500
03.04. | 17 | 3500
03.04. | 18 | 3500
03.04. | 19 | 3500
03.04. | 20 | 3500
03.04. | 21 | 3500
03.04. | 22 | 3500
03.04. | 23 | 3500
03.04. | 24 | 3500
04.04. | 1 | 3500
04.04. | 2 | 3500
04.04. | 3 | 3500
04.04. | 4 | 3500
04.04. | 5 | 3500
04.04. | 6 | 3500
04.04. | 7 | 3500
04.04. | 8 | 3500
04.04. | 9 | 3500
04.04. | 10 | 3500
04.04. | 11 | 3500
04.04. | 12 | 3500
04.04. | 13 | 3500
04.04. | 14 | 3500
04.04. | 15 | 3500
04.04. | 16 | 3500
04.04. | 17 | 3500
04.04. | 18 | 3500
04.04. | 19 | 3500
04.04. | 20 | 3500
04.04. | 21 | 3500
04.04. | 22 | 3500
04.04. | 23 | 3500
04.04. | 24 | 3500
05.04. | 1 | 3500
05.04. | 2 | 3500
05.04. | 3 | 3500
05.04. | 4 | 3500
05.04. | 5 | 3500
05.04. | 6 | 3500
05.04. | 7 | 3500
05.04. | 8 | 3500
05.04. | 9 | 3500
05.04. | 10 | 3500
05.04. | 11 | 3500
05.04. | 12 | 3500
05.04. | 13 | 3500
05.04. | 14 | 3500
05.04. | 15 | 3500
05.04. | 16 | 3500
05.04. | 17 | 3500
05.04. | 18 | 3500
05.04. | 19 | 3500
05.04. | 20 | 3500
05.04. | 21 | 3500
05.04. | 22 | 3500
05.04. | 23 | 3500
05.04. | 24 | 3500
06.04. | 1 | 3500
06.04. | 2 | 3500
06.04. | 3 | 3500
06.04. | 4 | 3500
06.04. | 5 | 3500
06.04. | 6 | 3500
06.04. | 7 | 3500
06.04. | 8 | 3500
06.04. | 9 | 3500
06.04. | 10 | 3500
06.04. | 11 | 3500
06.04. | 12 | 3500
06.04. | 13 | 3500
06.04. | 14 | 3500
06.04. | 15 | 3500
06.04. | 16 | 3500
06.04. | 17 | 3500
06.04. | 18 | 3500
06.04. | 19 | 3500
06.04. | 20 | 3500
06.04. | 21 | 3500
06.04. | 22 | 3500
06.04. | 23 | 3500
06.04. | 24 | 3500
07.04. | 1 | 3500
07.04. | 2 | 3500
07.04. | 3 | 3500
07.04. | 4 | 3500
07.04. | 5 | 3500
07.04. | 6 | 3500
07.04. | 7 | 3500
07.04. | 8 | 3500
07.04. | 9 | 3500
07.04. | 10 | 3500
07.04. | 11 | 3500
07.04. | 12 | 3500
07.04. | 13 | 3500
07.04. | 14 | 3500
07.04. | 15 | 3500
07.04. | 16 | 3500
07.04. | 17 | 3500
07.04. | 18 | 3500
07.04. | 19 | 3500
07.04. | 20 | 3500
07.04. | 21 | 3500
07.04. | 22 | 3500
07.04. | 23 | 3500
07.04. | 24 | 3500
08.04. | 1 | 3500
08.04. | 2 | 3500
08.04. | 3 | 3500
08.04. | 4 | 3500
08.04. | 5 | 3500
08.04. | 6 | 3500
08.04. | 7 | 3500
08.04. | 8 | 3500
08.04. | 9 | 3500
08.04. | 10 | 3500
08.04. | 11 | 3500
08.04. | 12 | 3500
08.04. | 13 | 3500
08.04. | 14 | 3500
08.04. | 15 | 3500
08.04. | 16 | 3500
08.04. | 17 | 3500
08.04. | 18 | 3500
08.04. | 19 | 3500
08.04. | 20 | 3500
08.04. | 21 | 3500
08.04. | 22 | 3500
08.04. | 23 | 3500
08.04. | 24 | 3500
09.04. | 1 | 3500
09.04. | 2 | 3500
09.04. | 3 | 3500
09.04. | 4 | 3500
09.04. | 5 | 3500
09.04. | 6 | 3500
09.04. | 7 | 3500
09.04. | 8 | 3500
09.04. | 9 | 3500
09.04. | 10 | 3500
09.04. | 11 | 3500
09.04. | 12 | 3500
09.04. | 13 | 3500
09.04. | 14 | 3500
09.04. | 15 | 3500
09.04. | 16 | 3500
09.04. | 17 | 3500
09.04. | 18 | 3500
09.04. | 19 | 3500
09.04. | 20 | 3500
09.04. | 21 | 3500
09.04. | 22 | 3500
09.04. | 23 | 3500
09.04. | 24 | 3500
10.04. | 1 | 3500
10.04. | 2 | 3500
10.04. | 3 | 3500
10.04. | 4 | 3500
10.04. | 5 | 3500
10.04. | 6 | 3500
10.04. | 7 | 3500
10.04. | 8 | 3500
10.04. | 9 | 3500
10.04. | 10 | 3500
10.04. | 11 | 3500
10.04. | 12 | 3500
10.04. | 13 | 3500
10.04. | 14 | 3500
10.04. | 15 | 3500
10.04. | 16 | 3500
10.04. | 17 | 3500
10.04. | 18 | 3500
10.04. | 19 | 3500
10.04. | 20 | 3500
10.04. | 21 | 3500
10.04. | 22 | 3500
10.04. | 23 | 3500
10.04. | 24 | 3500
11.04. | 1 | 3500
11.04. | 2 | 3500
11.04. | 3 | 3500
11.04. | 4 | 3500
11.04. | 5 | 3500
11.04. | 6 | 3500
11.04. | 7 | 3500
11.04. | 8 | 3500
11.04. | 9 | 3500
11.04. | 10 | 3500
11.04. | 11 | 3500
11.04. | 12 | 3500
11.04. | 13 | 3500
11.04. | 14 | 3500
11.04. | 15 | 3500
11.04. | 16 | 3500
11.04. | 17 | 3500
11.04. | 18 | 3500
11.04. | 19 | 3500
11.04. | 20 | 3500
11.04. | 21 | 3500
11.04. | 22 | 3500
11.04. | 23 | 3500
11.04. | 24 | 3500
12.04. | 1 | 3500
12.04. | 2 | 3500
12.04. | 3 | 3500
12.04. | 4 | 3500
12.04. | 5 | 3500
12.04. | 6 | 3500
12.04. | 7 | 3500
12.04. | 8 | 3500
12.04. | 9 | 3500
12.04. | 10 | 3500
12.04. | 11 | 3500
12.04. | 12 | 3500
12.04. | 13 | 3500
12.04. | 14 | 3500
12.04. | 15 | 3500
12.04. | 16 | 3500
12.04. | 17 | 3500
12.04. | 18 | 3500
12.04. | 19 | 3500
12.04. | 20 | 3500
12.04. | 21 | 3500
12.04. | 22 | 3500
12.04. | 23 | 3500
12.04. | 24 | 3500
13.04. | 1 | 3500
13.04. | 2 | 3500
13.04. | 3 | 3500
13.04. | 4 | 3500
13.04. | 5 | 3500
13.04. | 6 | 3500
13.04. | 7 | 3500
13.04. | 8 | 3500
13.04. | 9 | 3500
13.04. | 10 | 3500
13.04. | 11 | 3500
13.04. | 12 | 3500
13.04. | 13 | 3500
13.04. | 14 | 3500
13.04. | 15 | 3500
13.04. | 16 | 3500
13.04. | 17 | 3500
13.04. | 18 | 3500
13.04. | 19 | 3500
13.04. | 20 | 3500
13.04. | 21 | 3500
13.04. | 22 | 3500
13.04. | 23 | 3500
13.04. | 24 | 3500
14.04. | 1 | 3500
14.04. | 2 | 3500
14.04. | 3 | 3500
14.04. | 4 | 3500
14.04. | 5 | 3500
14.04. | 6 | 3500
14.04. | 7 | 3500
14.04. | 8 | 3500
14.04. | 9 | 3500
14.04. | 10 | 3500
14.04. | 11 | 3500
14.04. | 12 | 3500
14.04. | 13 | 3500
14.04. | 14 | 3500
14.04. | 15 | 3500
14.04. | 16 | 3500
14.04. | 17 | 3500
14.04. | 18 | 3500
14.04. | 19 | 3500
14.04. | 20 | 3500
14.04. | 21 | 3500
14.04. | 22 | 3500
14.04. | 23 | 3500
14.04. | 24 | 3500
15.04. | 1 | 3500
15.04. | 2 | 3500
15.04. | 3 | 3500
15.04. | 4 | 3500
15.04. | 5 | 3500
15.04. | 6 | 3500
15.04. | 7 | 3500
15.04. | 8 | 3500
15.04. | 9 | 3500
15.04. | 10 | 3500
15.04. | 11 | 3500
15.04. | 12 | 3500
15.04. | 13 | 3500
15.04. | 14 | 3500
15.04. | 15 | 3500
15.04. | 16 | 3500
15.04. | 17 | 3500
15.04. | 18 | 3500
15.04. | 19 | 3500
15.04. | 20 | 3500
15.04. | 21 | 3500
15.04. | 22 | 3500
15.04. | 23 | 3500
15.04. | 24 | 3500
16.04. | 1 | 3500
16.04. | 2 | 3500
16.04. | 3 | 3500
16.04. | 4 | 3500
16.04. | 5 | 3500
16.04. | 6 | 3500
16.04. | 7 | 3500
16.04. | 8 | 3500
16.04. | 9 | 3500
16.04. | 10 | 3500
16.04. | 11 | 3500
16.04. | 12 | 3500
16.04. | 13 | 3500
16.04. | 14 | 3500
16.04. | 15 | 3500
16.04. | 16 | 3500
16.04. | 17 | 3500
16.04. | 18 | 3500
16.04. | 19 | 3500
16.04. | 20 | 3500
16.04. | 21 | 3500
16.04. | 22 | 3500
16.04. | 23 | 3500
16.04. | 24 | 3500
17.04. | 1 | 3500
17.04. | 2 | 3500
17.04. | 3 | 3500
17.04. | 4 | 3500
17.04. | 5 | 3500
17.04. | 6 | 3500
17.04. | 7 | 3500
17.04. | 8 | 3500
17.04. | 9 | 3500
17.04. | 10 | 3500
17.04. | 11 | 3500
17.04. | 12 | 3500
17.04. | 13 | 3500
17.04. | 14 | 3500
17.04. | 15 | 3500
17.04. | 16 | 3500
17.04. | 17 | 3500
17.04. | 18 | 3500
17.04. | 19 | 3500
17.04. | 20 | 3500
17.04. | 21 | 3500
17.04. | 22 | 3500
17.04. | 23 | 3500
17.04. | 24 | 3500
18.04. | 1 | 3500
18.04. | 2 | 3500
18.04. | 3 | 3500
18.04. | 4 | 3500
18.04. | 5 | 3500
18.04. | 6 | 3500
18.04. | 7 | 3500
18.04. | 8 | 3500
18.04. | 9 | 3500
18.04. | 10 | 3500
18.04. | 11 | 3500
18.04. | 12 | 3500
18.04. | 13 | 3500
18.04. | 14 | 3500
18.04. | 15 | 3500
18.04. | 16 | 3500
18.04. | 17 | 3500
18.04. | 18 | 3500
18.04. | 19 | 3500
18.04. | 20 | 3500
18.04. | 21 | 3500
18.04. | 22 | 3500
18.04. | 23 | 3500
18.04. | 24 | 3500
19.04. | 1 | 3500
19.04. | 2 | 3500
19.04. | 3 | 3500
19.04. | 4 | 3500
19.04. | 5 | 3500
19.04. | 6 | 3500
19.04. | 7 | 3500
19.04. | 8 | 3500
19.04. | 9 | 3500
19.04. | 10 | 3500
19.04. | 11 | 3500
19.04. | 12 | 3500
19.04. | 13 | 3500
19.04. | 14 | 3500
19.04. | 15 | 3500
19.04. | 16 | 3500
19.04. | 17 | 3500
19.04. | 18 | 3500
19.04. | 19 | 3500
19.04. | 20 | 3500
19.04. | 21 | 3500
19.04. | 22 | 3500
19.04. | 23 | 3500
19.04. | 24 | 3500
20.04. | 1 | 3500
20.04. | 2 | 3500
20.04. | 3 | 3500
20.04. | 4 | 3500
20.04. | 5 | 3500
20.04. | 6 | 3500
20.04. | 7 | 3500
20.04. | 8 | 3500
20.04. | 9 | 3500
20.04. | 10 | 3500
20.04. | 11 | 3500
20.04. | 12 | 3500
20.04. | 13 | 3500
20.04. | 14 | 3500
20.04. | 15 | 3500
20.04. | 16 | 3500
20.04. | 17 | 3500
20.04. | 18 | 3500
20.04. | 19 | 3500
20.04. | 20 | 3500
20.04. | 21 | 3500
20.04. | 22 | 3500
20.04. | 23 | 3500
20.04. | 24 | 3500
21.04. | 1 | 3500
21.04. | 2 | 3500
21.04. | 3 | 3500
21.04. | 4 | 3500
21.04. | 5 | 3500
21.04. | 6 | 3500
21.04. | 7 | 3500
21.04. | 8 | 3500
21.04. | 9 | 3500
21.04. | 10 | 3500
21.04. | 11 | 3500
21.04. | 12 | 3500
21.04. | 13 | 3500
21.04. | 14 | 3500
21.04. | 15 | 3500
21.04. | 16 | 3500
21.04. | 17 | 3500
21.04. | 18 | 3500
21.04. | 19 | 3500
21.04. | 20 | 3500
21.04. | 21 | 3500
21.04. | 22 | 3500
21.04. | 23 | 3500
21.04. | 24 | 3500
22.04. | 1 | 3500
22.04. | 2 | 3500
22.04. | 3 | 3500
22.04. | 4 | 3500
22.04. | 5 | 3500
22.04. | 6 | 3500
22.04. | 7 | 3500
22.04. | 8 | 3500
22.04. | 9 | 3500
22.04. | 10 | 3500
22.04. | 11 | 3500
22.04. | 12 | 3500
22.04. | 13 | 3500
22.04. | 14 | 3500
22.04. | 15 | 3500
22.04. | 16 | 3500
22.04. | 17 | 3500
22.04. | 18 | 3500
22.04. | 19 | 3500
22.04. | 20 | 3500
22.04. | 21 | 3500
22.04. | 22 | 3500
22.04. | 23 | 3500
22.04. | 24 | 3500
23.04. | 1 | 3500
23.04. | 2 | 3500
23.04. | 3 | 3500
23.04. | 4 | 3500
23.04. | 5 | 3500
23.04. | 6 | 3500
23.04. | 7 | 3500
23.04. | 8 | 3500
23.04. | 9 | 3500
23.04. | 10 | 3500
23.04. | 11 | 3500
23.04. | 12 | 3500
23.04. | 13 | 3500
23.04. | 14 | 3500
23.04. | 15 | 3500
23.04. | 16 | 3500
23.04. | 17 | 3500
23.04. | 18 | 3500
23.04. | 19 | 3500
23.04. | 20 | 3500
23.04. | 21 | 3500
23.04. | 22 | 3500
23.04. | 23 | 3500
23.04. | 24 | 3500
24.04. | 1 | 3500
24.04. | 2 | 3500
24.04. | 3 | 3500
24.04. | 4 | 3500
24.04. | 5 | 3500
24.04. | 6 | 3500
24.04. | 7 | 3500
24.04. | 8 | 3500
24.04. | 9 | 3500
24.04. | 10 | 3500
24.04. | 11 | 3500
24.04. | 12 | 3500
24.04. | 13 | 3500
24.04. | 14 | 3500
24.04. | 15 | 3500
24.04. | 16 | 3500
24.04. | 17 | 3500
24.04. | 18 | 3500
24.04. | 19 | 3500
24.04. | 20 | 3500
24.04. | 21 | 3500
24.04. | 22 | 3500
24.04. | 23 | 3500
24.04. | 24 | 3500
25.04. | 1 | 3500
25.04. | 2 | 3500
25.04. | 3 | 3500
25.04. | 4 | 3500
25.04. | 5 | 3500
25.04. | 6 | 3500
25.04. | 7 | 3500
25.04. | 8 | 3500
25.04. | 9 | 3500
25.04. | 10 | 3500
25.04. | 11 | 3500
25.04. | 12 | 3500
25.04. | 13 | 3500
25.04. | 14 | 3500
25.04. | 15 | 3500
25.04. | 16 | 3500
25.04. | 17 | 3500
25.04. | 18 | 3500
25.04. | 19 | 3500
25.04. | 20 | 3500
25.04. | 21 | 3500
25.04. | 22 | 3500
25.04. | 23 | 3500
25.04. | 24 | 3500
26.04. | 1 | 3500
26.04. | 2 | 3500
26.04. | 3 | 3500
26.04. | 4 | 3500
26.04. | 5 | 3500
26.04. | 6 | 3500
26.04. | 7 | 3500
26.04. | 8 | 3500
26.04. | 9 | 3500
26.04. | 10 | 3500
26.04. | 11 | 3500
26.04. | 12 | 3500
26.04. | 13 | 3500
26.04. | 14 | 3500
26.04. | 15 | 3500
26.04. | 16 | 3500
26.04. | 17 | 3500
26.04. | 18 | 3500
26.04. | 19 | 3500
26.04. | 20 | 3500
26.04. | 21 | 3500
26.04. | 22 | 3500
26.04. | 23 | 3500
26.04. | 24 | 3500
27.04. | 1 | 3500
27.04. | 2 | 3500
27.04. | 3 | 3500
27.04. | 4 | 3500
27.04. | 5 | 3500
27.04. | 6 | 3500
27.04. | 7 | 3500
27.04. | 8 | 3500
27.04. | 9 | 3500
27.04. | 10 | 3500
27.04. | 11 | 3500
27.04. | 12 | 3500
27.04. | 13 | 3500
27.04. | 14 | 3500
27.04. | 15 | 3500
27.04. | 16 | 3500
27.04. | 17 | 3500
27.04. | 18 | 3500
27.04. | 19 | 3500
27.04. | 20 | 3500
27.04. | 21 | 3500
27.04. | 22 | 3500
27.04. | 23 | 3500
27.04. | 24 | 3500
28.04. | 1 | 3500
28.04. | 2 | 3500
28.04. | 3 | 3500
28.04. | 4 | 3500
28.04. | 5 | 3500
28.04. | 6 | 3500
28.04. | 7 | 3500
28.04. | 8 | 3500
28.04. | 9 | 3500
28.04. | 10 | 3500
28.04. | 11 | 3500
28.04. | 12 | 3500
28.04. | 13 | 3500
28.04. | 14 | 3500
28.04. | 15 | 3500
28.04. | 16 | 3500
28.04. | 17 | 3500
28.04. | 18 | 3500
28.04. | 19 | 3500
28.04. | 20 | 3500
28.04. | 21 | 3500
28.04. | 22 | 3500
28.04. | 23 | 3500
28.04. | 24 | 3500
29.04. | 1 | 3500
29.04. | 2 | 3500
29.04. | 3 | 3500
29.04. | 4 | 3500
29.04. | 5 | 3500
29.04. | 6 | 3500
29.04. | 7 | 3500
29.04. | 8 | 3500
29.04. | 9 | 3500
29.04. | 10 | 3500
29.04. | 11 | 3500
29.04. | 12 | 3500
29.04. | 13 | 3500
29.04. | 14 | 3500
29.04. | 15 | 3500
29.04. | 16 | 3500
29.04. | 17 | 3500
29.04. | 18 | 3500
29.04. | 19 | 3500
29.04. | 20 | 3500
29.04. | 21 | 3500
29.04. | 22 | 3500
29.04. | 23 | 3500
29.04. | 24 | 3500
30.04. | 1 | 3500
30.04. | 2 | 3500
30.04. | 3 | 3500
30.04. | 4 | 3500
30.04. | 5 | 3500
30.04. | 6 | 3500
30.04. | 7 | 3500
30.04. | 8 | 3500
30.04. | 9 | 3500
30.04. | 10 | 3500
30.04. | 11 | 3500
30.04. | 12 | 3500
30.04. | 13 | 3500
30.04. | 14 | 3500
30.04. | 15 | 3500
30.04. | 16 | 3500
30.04. | 17 | 3500
30.04. | 18 | 3500
30.04. | 19 | 3500
30.04. | 20 | 3500
30.04. | 21 | 3500
30.04. | 22 | 3500
30.04. | 23 | 3500
30.04. | 24 | 3500
01.05. | 1 | 3500
01.05. | 2 | 3500
01.05. | 3 | 3500
01.05. | 4 | 3500
01.05. | 5 | 3500
01.05. | 6 | 3500
01.05. | 7 | 3500
01.05. | 8 | 3500
01.05. | 9 | 3500
01.05. | 10 | 3500
01.05. | 11 | 3500
01.05. | 12 | 3500
01.05. | 13 | 3500
01.05. | 14 | 3500
01.05. | 15 | 3500
01.05. | 16 | 3500
01.05. | 17 | 3500
01.05. | 18 | 3500
01.05. | 19 | 3500
01.05. | 20 | 3500
01.05. | 21 | 3500
01.05. | 22 | 3500
01.05. | 23 | 3500
01.05. | 24 | 3500
02.05. | 1 | 3500
02.05. | 2 | 3500
02.05. | 3 | 3500
02.05. | 4 | 3500
02.05. | 5 | 3500
02.05. | 6 | 3500
02.05. | 7 | 3500
02.05. | 8 | 3500
02.05. | 9 | 3500
02.05. | 10 | 3500
02.05. | 11 | 3500
02.05. | 12 | 3500
02.05. | 13 | 3500
02.05. | 14 | 3500
02.05. | 15 | 3500
02.05. | 16 | 3500
02.05. | 17 | 3500
02.05. | 18 | 3500
02.05. | 19 | 3500
02.05. | 20 | 3500
02.05. | 21 | 3500
02.05. | 22 | 3500
02.05. | 23 | 3500
02.05. | 24 | 3500
03.05. | 1 | 3500
03.05. | 2 | 3500
03.05. | 3 | 3500
03.05. | 4 | 3500
03.05. | 5 | 3500
03.05. | 6 | 3500
03.05. | 7 | 3500
03.05. | 8 | 3500
03.05. | 9 | 3500
03.05. | 10 | 3500
03.05. | 11 | 3500
03.05. | 12 | 3500
03.05. | 13 | 3500
03.05. | 14 | 3500
03.05. | 15 | 3500
03.05. | 16 | 3500
03.05. | 17 | 3500
03.05. | 18 | 3500
03.05. | 19 | 3500
03.05. | 20 | 3500
03.05. | 21 | 3500
03.05. | 22 | 3500
03.05. | 23 | 3500
03.05. | 24 | 3500
04.05. | 1 | 3500
04.05. | 2 | 3500
04.05. | 3 | 3500
04.05. | 4 | 3500
04.05. | 5 | 3500
04.05. | 6 | 3500
04.05. | 7 | 3500
04.05. | 8 | 3500
04.05. | 9 | 3500
04.05. | 10 | 3500
04.05. | 11 | 3500
04.05. | 12 | 3500
04.05. | 13 | 3500
04.05. | 14 | 3500
04.05. | 15 | 3500
04.05. | 16 | 3500
04.05. | 17 | 3500
04.05. | 18 | 3500
04.05. | 19 | 3500
04.05. | 20 | 3500
04.05. | 21 | 3500
04.05. | 22 | 3500
04.05. | 23 | 3500
04.05. | 24 | 3500
05.05. | 1 | 3500
05.05. | 2 | 3500
05.05. | 3 | 3500
05.05. | 4 | 3500
05.05. | 5 | 3500
05.05. | 6 | 3500
05.05. | 7 | 3500
05.05. | 8 | 3500
05.05. | 9 | 3500
05.05. | 10 | 3500
05.05. | 11 | 3500
05.05. | 12 | 3500
05.05. | 13 | 3500
05.05. | 14 | 3500
05.05. | 15 | 3500
05.05. | 16 | 3500
05.05. | 17 | 3500
05.05. | 18 | 3500
05.05. | 19 | 3500
05.05. | 20 | 3500
05.05. | 21 | 3500
05.05. | 22 | 3500
05.05. | 23 | 3500
05.05. | 24 | 3500
06.05. | 1 | 3500
06.05. | 2 | 3500
06.05. | 3 | 3500
06.05. | 4 | 3500
06.05. | 5 | 3500
06.05. | 6 | 3500
06.05. | 7 | 3500
06.05. | 8 | 3500
06.05. | 9 | 3500
06.05. | 10 | 3500
06.05. | 11 | 3500
06.05. | 12 | 3500
06.05. | 13 | 3500
06.05. | 14 | 3500
06.05. | 15 | 3500
06.05. | 16 | 3500
06.05. | 17 | 3500
06.05. | 18 | 3500
06.05. | 19 | 3500
06.05. | 20 | 3500
06.05. | 21 | 3500
06.05. | 22 | 3500
06.05. | 23 | 3500
06.05. | 24 | 3500
07.05. | 1 | 3500
07.05. | 2 | 3500
07.05. | 3 | 3500
07.05. | 4 | 3500
07.05. | 5 | 3500
07.05. | 6 | 3500
07.05. | 7 | 3500
07.05. | 8 | 3500
07.05. | 9 | 3500
07.05. | 10 | 3500
07.05. | 11 | 3500
07.05. | 12 | 3500
07.05. | 13 | 3500
07.05. | 14 | 3500
07.05. | 15 | 3500
07.05. | 16 | 3500
07.05. | 17 | 3500
07.05. | 18 | 3500
07.05. | 19 | 3500
07.05. | 20 | 3500
07.05. | 21 | 3500
07.05. | 22 | 3500
07.05. | 23 | 3500
07.05. | 24 | 3500
08.05. | 1 | 3500
08.05. | 2 | 3500
08.05. | 3 | 3500
08.05. | 4 | 3500
08.05. | 5 | 3500
08.05. | 6 | 3500
08.05. | 7 | 3500
08.05. | 8 | 3500
08.05. | 9 | 3500
08.05. | 10 | 3500
08.05. | 11 | 3500
08.05. | 12 | 3500
08.05. | 13 | 3500
08.05. | 14 | 3500
08.05. | 15 | 3500
08.05. | 16 | 3500
08.05. | 17 | 3500
08.05. | 18 | 3500
08.05. | 19 | 3500
08.05. | 20 | 3500
08.05. | 21 | 3500
08.05. | 22 | 3500
08.05. | 23 | 3500
08.05. | 24 | 3500
09.05. | 1 | 3500
09.05. | 2 | 3500
09.05. | 3 | 3500
09.05. | 4 | 3500
09.05. | 5 | 3500
09.05. | 6 | 3500
09.05. | 7 | 3500
09.05. | 8 | 3500
09.05. | 9 | 3500
09.05. | 10 | 3500
09.05. | 11 | 3500
09.05. | 12 | 3500
09.05. | 13 | 3500
09.05. | 14 | 3500
09.05. | 15 | 3500
09.05. | 16 | 3500
09.05. | 17 | 3500
09.05. | 18 | 3500
09.05. | 19 | 3500
09.05. | 20 | 3500
09.05. | 21 | 3500
09.05. | 22 | 3500
09.05. | 23 | 3500
09.05. | 24 | 3500
10.05. | 1 | 3500
10.05. | 2 | 3500
10.05. | 3 | 3500
10.05. | 4 | 3500
10.05. | 5 | 3500
10.05. | 6 | 3500
10.05. | 7 | 3500
10.05. | 8 | 3500
10.05. | 9 | 3500
10.05. | 10 | 3500
10.05. | 11 | 3500
10.05. | 12 | 3500
10.05. | 13 | 3500
10.05. | 14 | 3500
10.05. | 15 | 3500
10.05. | 16 | 3500
10.05. | 17 | 3500
10.05. | 18 | 3500
10.05. | 19 | 3500
10.05. | 20 | 3500
10.05. | 21 | 3500
10.05. | 22 | 3500
10.05. | 23 | 3500
10.05. | 24 | 3500
11.05. | 1 | 3500
11.05. | 2 | 3500
11.05. | 3 | 3500
11.05. | 4 | 3500
11.05. | 5 | 3500
11.05. | 6 | 3500
11.05. | 7 | 3500
11.05. | 8 | 3500
11.05. | 9 | 3500
11.05. | 10 | 3500
11.05. | 11 | 3500
11.05. | 12 | 3500
11.05. | 13 | 3500
11.05. | 14 | 3500
11.05. | 15 | 3500
11.05. | 16 | 3500
11.05. | 17 | 3500
11.05. | 18 | 3500
11.05. | 19 | 3500
11.05. | 20 | 3500
11.05. | 21 | 3500
11.05. | 22 | 3500
11.05. | 23 | 3500
11.05. | 24 | 3500
12.05. | 1 | 3500
12.05. | 2 | 3500
12.05. | 3 | 3500
12.05. | 4 | 3500
12.05. | 5 | 3500
12.05. | 6 | 3500
12.05. | 7 | 3500
12.05. | 8 | 3500
12.05. | 9 | 3500
12.05. | 10 | 3500
12.05. | 11 | 3500
12.05. | 12 | 3500
12.05. | 13 | 3500
12.05. | 14 | 3500
12.05. | 15 | 3500
12.05. | 16 | 3500
12.05. | 17 | 3500
12.05. | 18 | 3500
12.05. | 19 | 3500
12.05. | 20 | 3500
12.05. | 21 | 3500
12.05. | 22 | 3500
12.05. | 23 | 3500
12.05. | 24 | 3500
13.05. | 1 | 3500
13.05. | 2 | 3500
13.05. | 3 | 3500
13.05. | 4 | 3500
13.05. | 5 | 3500
13.05. | 6 | 3500
13.05. | 7 | 3500
13.05. | 8 | 3500
13.05. | 9 | 3500
13.05. | 10 | 3500
13.05. | 11 | 3500
13.05. | 12 | 3500
13.05. | 13 | 3500
13.05. | 14 | 3500
13.05. | 15 | 3500
13.05. | 16 | 3500
13.05. | 17 | 3500
13.05. | 18 | 3500
13.05. | 19 | 3500
13.05. | 20 | 3500
13.05. | 21 | 3500
13.05. | 22 | 3500
13.05. | 23 | 3500
13.05. | 24 | 3500
14.05. | 1 | 3500
14.05. | 2 | 3500
14.05. | 3 | 3500
14.05. | 4 | 3500
14.05. | 5 | 3500
14.05. | 6 | 3500
14.05. | 7 | 3500
14.05. | 8 | 3500
14.05. | 9 | 3500
14.05. | 10 | 3500
14.05. | 11 | 3500
14.05. | 12 | 3500
14.05. | 13 | 3500
14.05. | 14 | 3500
14.05. | 15 | 3500
14.05. | 16 | 3500
14.05. | 17 | 3500
14.05. | 18 | 3500
14.05. | 19 | 3500
14.05. | 20 | 3500
14.05. | 21 | 3500
14.05. | 22 | 3500
14.05. | 23 | 3500
14.05. | 24 | 3500
15.05. | 1 | 3500
15.05. | 2 | 3500
15.05. | 3 | 3500
15.05. | 4 | 3500
15.05. | 5 | 3500
15.05. | 6 | 3500
15.05. | 7 | 3500
15.05. | 8 | 3500
15.05. | 9 | 3500
15.05. | 10 | 3500
15.05. | 11 | 3500
15.05. | 12 | 3500
15.05. | 13 | 3500
15.05. | 14 | 3500
15.05. | 15 | 3500
15.05. | 16 | 3500
15.05. | 17 | 3500
15.05. | 18 | 3500
15.05. | 19 | 3500
15.05. | 20 | 3500
15.05. | 21 | 3500
15.05. | 22 | 3500
15.05. | 23 | 3500
15.05. | 24 | 3500
16.05. | 1 | 3500
16.05. | 2 | 3500
16.05. | 3 | 3500
16.05. | 4 | 3500
16.05. | 5 | 3500
16.05. | 6 | 3500
16.05. | 7 | 3500
16.05. | 8 | 3500
16.05. | 9 | 3500
16.05. | 10 | 3500
16.05. | 11 | 3500
16.05. | 12 | 3500
16.05. | 13 | 3500
16.05. | 14 | 3500
16.05. | 15 | 3500
16.05. | 16 | 3500
16.05. | 17 | 3500
16.05. | 18 | 3500
16.05. | 19 | 3500
16.05. | 20 | 3500
16.05. | 21 | 3500
16.05. | 22 | 3500
16.05. | 23 | 3500
16.05. | 24 | 3500
17.05. | 1 | 3500
17.05. | 2 | 3500
17.05. | 3 | 3500
17.05. | 4 | 3500
17.05. | 5 | 3500
17.05. | 6 | 3500
17.05. | 7 | 3500
17.05. | 8 | 3500
17.05. | 9 | 3500
17.05. | 10 | 3500
17.05. | 11 | 3500
17.05. | 12 | 3500
17.05. | 13 | 3500
17.05. | 14 | 3500
17.05. | 15 | 3500
17.05. | 16 | 3500
17.05. | 17 | 3500
17.05. | 18 | 3500
17.05. | 19 | 3500
17.05. | 20 | 3500
17.05. | 21 | 3500
17.05. | 22 | 3500
17.05. | 23 | 3500
17.05. | 24 | 3500
18.05. | 1 | 3500
18.05. | 2 | 3500
18.05. | 3 | 3500
18.05. | 4 | 3500
18.05. | 5 | 3500
18.05. | 6 | 3500
18.05. | 7 | 3500
18.05. | 8 | 3500
18.05. | 9 | 3500
18.05. | 10 | 3500
18.05. | 11 | 3500
18.05. | 12 | 3500
18.05. | 13 | 3500
18.05. | 14 | 3500
18.05. | 15 | 3500
18.05. | 16 | 3500
18.05. | 17 | 3500
18.05. | 18 | 3500
18.05. | 19 | 3500
18.05. | 20 | 3500
18.05. | 21 | 3500
18.05. | 22 | 3500
18.05. | 23 | 3500
18.05. | 24 | 3500
19.05. | 1 | 3500
19.05. | 2 | 3500
19.05. | 3 | 3500
19.05. | 4 | 3500
19.05. | 5 | 3500
19.05. | 6 | 3500
19.05. | 7 | 3500
19.05. | 8 | 3500
19.05. | 9 | 3500
19.05. | 10 | 3500
19.05. | 11 | 3500
19.05. | 12 | 3500
19.05. | 13 | 3500
19.05. | 14 | 3500
19.05. | 15 | 3500
19.05. | 16 | 3500
19.05. | 17 | 3500
19.05. | 18 | 3500
19.05. | 19 | 3500
19.05. | 20 | 3500
19.05. | 21 | 3500
19.05. | 22 | 3500
19.05. | 23 | 3500
19.05. | 24 | 3500
20.05. | 1 | 3500
20.05. | 2 | 3500
20.05. | 3 | 3500
20.05. | 4 | 3500
20.05. | 5 | 3500
20.05. | 6 | 3500
20.05. | 7 | 3500
20.05. | 8 | 3500
20.05. | 9 | 3500
20.05. | 10 | 3500
20.05. | 11 | 3500
20.05. | 12 | 3500
20.05. | 13 | 3500
20.05. | 14 | 3500
20.05. | 15 | 3500
20.05. | 16 | 3500
20.05. | 17 | 3500
20.05. | 18 | 3500
20.05. | 19 | 3500
20.05. | 20 | 3500
20.05. | 21 | 3500
20.05. | 22 | 3500
20.05. | 23 | 3500
20.05. | 24 | 3500
21.05. | 1 | 3500
21.05. | 2 | 3500
21.05. | 3 | 3500
21.05. | 4 | 3500
21.05. | 5 | 3500
21.05. | 6 | 3500
21.05. | 7 | 3500
21.05. | 8 | 3500
21.05. | 9 | 3500
21.05. | 10 | 3500
21.05. | 11 | 3500
21.05. | 12 | 3500
21.05. | 13 | 3500
21.05. | 14 | 3500
21.05. | 15 | 3500
21.05. | 16 | 3500
21.05. | 17 | 3500
21.05. | 18 | 3500
21.05. | 19 | 3500
21.05. | 20 | 3500
21.05. | 21 | 3500
21.05. | 22 | 3500
21.05. | 23 | 3500
21.05. | 24 | 3500
22.05. | 1 | 3500
22.05. | 2 | 3500
22.05. | 3 | 3500
22.05. | 4 | 3500
22.05. | 5 | 3500
22.05. | 6 | 3500
22.05. | 7 | 3500
22.05. | 8 | 3500
22.05. | 9 | 3500
22.05. | 10 | 3500
22.05. | 11 | 3500
22.05. | 12 | 3500
22.05. | 13 | 3500
22.05. | 14 | 3500
22.05. | 15 | 3500
22.05. | 16 | 3500
22.05. | 17 | 3500
22.05. | 18 | 3500
22.05. | 19 | 3500
22.05. | 20 | 3500
22.05. | 21 | 3500
22.05. | 22 | 3500
22.05. | 23 | 3500
22.05. | 24 | 3500
23.05. | 1 | 3500
23.05. | 2 | 3500
23.05. | 3 | 3500
23.05. | 4 | 3500
23.05. | 5 | 3500
23.05. | 6 | 3500
23.05. | 7 | 3500
23.05. | 8 | 3500
23.05. | 9 | 3500
23.05. | 10 | 3500
23.05. | 11 | 3500
23.05. | 12 | 3500
23.05. | 13 | 3500
23.05. | 14 | 3500
23.05. | 15 | 3500
23.05. | 16 | 3500
23.05. | 17 | 3500
23.05. | 18 | 3500
23.05. | 19 | 3500
23.05. | 20 | 3500
23.05. | 21 | 3500
23.05. | 22 | 3500
23.05. | 23 | 3500
23.05. | 24 | 3500
24.05. | 1 | 3500
24.05. | 2 | 3500
24.05. | 3 | 3500
24.05. | 4 | 3500
24.05. | 5 | 3500
24.05. | 6 | 3500
24.05. | 7 | 3500
24.05. | 8 | 3500
24.05. | 9 | 3500
24.05. | 10 | 3500
24.05. | 11 | 3500
24.05. | 12 | 3500
24.05. | 13 | 3500
24.05. | 14 | 3500
24.05. | 15 | 3500
24.05. | 16 | 3500
24.05. | 17 | 3500
24.05. | 18 | 3500
24.05. | 19 | 3500
24.05. | 20 | 3500
24.05. | 21 | 3500
24.05. | 22 | 3500
24.05. | 23 | 3500
24.05. | 24 | 3500
25.05. | 1 | 3500
25.05. | 2 | 3500
25.05. | 3 | 3500
25.05. | 4 | 3500
25.05. | 5 | 3500
25.05. | 6 | 3500
25.05. | 7 | 3500
25.05. | 8 | 3500
25.05. | 9 | 3500
25.05. | 10 | 3500
25.05. | 11 | 3500
25.05. | 12 | 3500
25.05. | 13 | 3500
25.05. | 14 | 3500
25.05. | 15 | 3500
25.05. | 16 | 3500
25.05. | 17 | 3500
25.05. | 18 | 3500
25.05. | 19 | 3500
25.05. | 20 | 3500
25.05. | 21 | 3500
25.05. | 22 | 3500
25.05. | 23 | 3500
25.05. | 24 | 3500
26.05. | 1 | 3500
26.05. | 2 | 3500
26.05. | 3 | 3500
26.05. | 4 | 3500
26.05. | 5 | 3500
26.05. | 6 | 3500
26.05. | 7 | 3500
26.05. | 8 | 3500
26.05. | 9 | 3500
26.05. | 10 | 3500
26.05. | 11 | 3500
26.05. | 12 | 3500
26.05. | 13 | 3500
26.05. | 14 | 3500
26.05. | 15 | 3500
26.05. | 16 | 3500
26.05. | 17 | 3500
26.05. | 18 | 3500
26.05. | 19 | 3500
26.05. | 20 | 3500
26.05. | 21 | 3500
26.05. | 22 | 3500
26.05. | 23 | 3500
26.05. | 24 | 3500
27.05. | 1 | 3500
27.05. | 2 | 3500
27.05. | 3 | 3500
27.05. | 4 | 3500
27.05. | 5 | 3500
27.05. | 6 | 3500
27.05. | 7 | 3500
27.05. | 8 | 3500
27.05. | 9 | 3500
27.05. | 10 | 3500
27.05. | 11 | 3500
27.05. | 12 | 3500
27.05. | 13 | 3500
27.05. | 14 | 3500
27.05. | 15 | 3500
27.05. | 16 | 3500
27.05. | 17 | 3500
27.05. | 18 | 3500
27.05. | 19 | 3500
27.05. | 20 | 3500
27.05. | 21 | 3500
27.05. | 22 | 3500
27.05. | 23 | 3500
27.05. | 24 | 3500
28.05. | 1 | 3500
28.05. | 2 | 3500
28.05. | 3 | 3500
28.05. | 4 | 3500
28.05. | 5 | 3500
28.05. | 6 | 3500
28.05. | 7 | 3500
28.05. | 8 | 3500
28.05. | 9 | 3500
28.05. | 10 | 3500
28.05. | 11 | 3500
28.05. | 12 | 3500
28.05. | 13 | 3500
28.05. | 14 | 3500
28.05. | 15 | 3500
28.05. | 16 | 3500
28.05. | 17 | 3500
28.05. | 18 | 3500
28.05. | 19 | 3500
28.05. | 20 | 3500
28.05. | 21 | 3500
28.05. | 22 | 3500
28.05. | 23 | 3500
28.05. | 24 | 3500
29.05. | 1 | 3500
29.05. | 2 | 3500
29.05. | 3 | 3500
29.05. | 4 | 3500
29.05. | 5 | 3500
29.05. | 6 | 3500
29.05. | 7 | 3500
29.05. | 8 | 3500
29.05. | 9 | 3500
29.05. | 10 | 3500
29.05. | 11 | 3500
29.05. | 12 | 3500
29.05. | 13 | 3500
29.05. | 14 | 3500
29.05. | 15 | 3500
29.05. | 16 | 3500
29.05. | 17 | 3500
29.05. | 18 | 3500
29.05. | 19 | 3500
29.05. | 20 | 3500
29.05. | 21 | 3500
29.05. | 22 | 3500
29.05. | 23 | 3500
29.05. | 24 | 3500
30.05. | 1 | 3500
30.05. | 2 | 3500
30.05. | 3 | 3500
30.05. | 4 | 3500
30.05. | 5 | 3500
30.05. | 6 | 3500
30.05. | 7 | 3500
30.05. | 8 | 3500
30.05. | 9 | 3500
30.05. | 10 | 3500
30.05. | 11 | 3500
30.05. | 12 | 3500
30.05. | 13 | 3500
30.05. | 14 | 3500
30.05. | 15 | 3500
30.05. | 16 | 3500
30.05. | 17 | 3500
30.05. | 18 | 3500
30.05. | 19 | 3500
30.05. | 20 | 3500
30.05. | 21 | 3500
30.05. | 22 | 3500
30.05. | 23 | 3500
30.05. | 24 | 3500
31.05. | 1 | 3500
31.05. | 2 | 3500
31.05. | 3 | 3500
31.05. | 4 | 3500
31.05. | 5 | 3500
31.05. | 6 | 3500
31.05. | 7 | 3500
31.05. | 8 | 3500
31.05. | 9 | 3500
31.05. | 10 | 3500
31.05. | 11 | 3500
31.05. | 12 | 3500
31.05. | 13 | 3500
31.05. | 14 | 3500
31.05. | 15 | 3500
31.05. | 16 | 3500
31.05. | 17 | 3500
31.05. | 18 | 3500
31.05. | 19 | 3500
31.05. | 20 | 3500
31.05. | 21 | 3500
31.05. | 22 | 3500
31.05. | 23 | 3500
31.05. | 24 | 3500
01.06. | 1 | 3500
01.06. | 2 | 3500
01.06. | 3 | 3500
01.06. | 4 | 3500
01.06. | 5 | 3500
01.06. | 6 | 3500
01.06. | 7 | 3500
01.06. | 8 | 3500
01.06. | 9 | 3500
01.06. | 10 | 3500
01.06. | 11 | 3500
01.06. | 12 | 3500
01.06. | 13 | 3500
01.06. | 14 | 3500
01.06. | 15 | 3500
01.06. | 16 | 3500
01.06. | 17 | 3500
01.06. | 18 | 3500
01.06. | 19 | 3500
01.06. | 20 | 3500
01.06. | 21 | 3500
01.06. | 22 | 3500
01.06. | 23 | 3500
01.06. | 24 | 3500
02.06. | 1 | 3500
02.06. | 2 | 3500
02.06. | 3 | 3500
02.06. | 4 | 3500
02.06. | 5 | 3500
02.06. | 6 | 3500
02.06. | 7 | 3500
02.06. | 8 | 3500
02.06. | 9 | 3500
02.06. | 10 | 3500
02.06. | 11 | 3500
02.06. | 12 | 3500
02.06. | 13 | 3500
02.06. | 14 | 3500
02.06. | 15 | 3500
02.06. | 16 | 3500
02.06. | 17 | 3500
02.06. | 18 | 3500
02.06. | 19 | 3500
02.06. | 20 | 3500
02.06. | 21 | 3500
02.06. | 22 | 3500
02.06. | 23 | 3500
02.06. | 24 | 3500
03.06. | 1 | 3500
03.06. | 2 | 3500
03.06. | 3 | 3500
03.06. | 4 | 3500
03.06. | 5 | 3500
03.06. | 6 | 3500
03.06. | 7 | 3500
03.06. | 8 | 3500
03.06. | 9 | 3500
03.06. | 10 | 3500
03.06. | 11 | 3500
03.06. | 12 | 3500
03.06. | 13 | 3500
03.06. | 14 | 3500
03.06. | 15 | 3500
03.06. | 16 | 3500
03.06. | 17 | 3500
03.06. | 18 | 3500
03.06. | 19 | 3500
03.06. | 20 | 3500
03.06. | 21 | 3500
03.06. | 22 | 3500
03.06. | 23 | 3500
03.06. | 24 | 3500
04.06. | 1 | 3500
04.06. | 2 | 3500
04.06. | 3 | 3500
04.06. | 4 | 3500
04.06. | 5 | 3500
04.06. | 6 | 3500
04.06. | 7 | 3500
04.06. | 8 | 3500
04.06. | 9 | 3500
04.06. | 10 | 3500
04.06. | 11 | 3500
04.06. | 12 | 3500
04.06. | 13 | 3500
04.06. | 14 | 3500
04.06. | 15 | 3500
04.06. | 16 | 3500
04.06. | 17 | 3500
04.06. | 18 | 3500
04.06. | 19 | 3500
04.06. | 20 | 3500
04.06. | 21 | 3500
04.06. | 22 | 3500
04.06. | 23 | 3500
04.06. | 24 | 3500
05.06. | 1 | 3500
05.06. | 2 | 3500
05.06. | 3 | 3500
05.06. | 4 | 3500
05.06. | 5 | 3500
05.06. | 6 | 3500
05.06. | 7 | 3500
05.06. | 8 | 3500
05.06. | 9 | 3500
05.06. | 10 | 3500
05.06. | 11 | 3500
05.06. | 12 | 3500
05.06. | 13 | 3500
05.06. | 14 | 3500
05.06. | 15 | 3500
05.06. | 16 | 3500
05.06. | 17 | 3500
05.06. | 18 | 3500
05.06. | 19 | 3500
05.06. | 20 | 3500
05.06. | 21 | 3500
05.06. | 22 | 3500
05.06. | 23 | 3500
05.06. | 24 | 3500
06.06. | 1 | 3500
06.06. | 2 | 3500
06.06. | 3 | 3500
06.06. | 4 | 3500
06.06. | 5 | 3500
06.06. | 6 | 3500
06.06. | 7 | 3500
06.06. | 8 | 3500
06.06. | 9 | 3500
06.06. | 10 | 3500
06.06. | 11 | 3500
06.06. | 12 | 3500
06.06. | 13 | 3500
06.06. | 14 | 3500
06.06. | 15 | 3500
06.06. | 16 | 3500
06.06. | 17 | 3500
06.06. | 18 | 3500
06.06. | 19 | 3500
06.06. | 20 | 3500
06.06. | 21 | 3500
06.06. | 22 | 3500
06.06. | 23 | 3500
06.06. | 24 | 3500
07.06. | 1 | 3500
07.06. | 2 | 3500
07.06. | 3 | 3500
07.06. | 4 | 3500
07.06. | 5 | 3500
07.06. | 6 | 3500
07.06. | 7 | 3500
07.06. | 8 | 3500
07.06. | 9 | 3500
07.06. | 10 | 3500
07.06. | 11 | 3500
07.06. | 12 | 3500
07.06. | 13 | 3500
07.06. | 14 | 3500
07.06. | 15 | 3500
07.06. | 16 | 3500
07.06. | 17 | 3500
07.06. | 18 | 3500
07.06. | 19 | 3500
07.06. | 20 | 3500
07.06. | 21 | 3500
07.06. | 22 | 3500
07.06. | 23 | 3500
07.06. | 24 | 3500
08.06. | 1 | 3500
08.06. | 2 | 3500
08.06. | 3 | 3500
08.06. | 4 | 3500
08.06. | 5 | 3500
08.06. | 6 | 3500
08.06. | 7 | 3500
08.06. | 8 | 3500
08.06. | 9 | 3500
08.06. | 10 | 3500
08.06. | 11 | 3500
08.06. | 12 | 3500
08.06. | 13 | 3500
08.06. | 14 | 3500
08.06. | 15 | 3500
08.06. | 16 | 3500
08.06. | 17 | 3500
08.06. | 18 | 3500
08.06. | 19 | 3500
08.06. | 20 | 3500
08.06. | 21 | 3500
08.06. | 22 | 3500
08.06. | 23 | 3500
08.06. | 24 | 3500
09.06. | 1 | 3500
09.06. | 2 | 3500
09.06. | 3 | 3500
09.06. | 4 | 3500
09.06. | 5 | 3500
09.06. | 6 | 3500
09.06. | 7 | 3500
09.06. | 8 | 3500
09.06. | 9 | 3500
09.06. | 10 | 3500
09.06. | 11 | 3500
09.06. | 12 | 3500
09.06. | 13 | 3500
09.06. | 14 | 3500
09.06. | 15 | 3500
09.06. | 16 | 3500
09.06. | 17 | 3500
09.06. | 18 | 3500
09.06. | 19 | 3500
09.06. | 20 | 3500
09.06. | 21 | 3500
09.06. | 22 | 3500
09.06. | 23 | 3500
09.06. | 24 | 3500
10.06. | 1 | 3500
10.06. | 2 | 3500
10.06. | 3 | 3500
10.06. | 4 | 3500
10.06. | 5 | 3500
10.06. | 6 | 3500
10.06. | 7 | 3500
10.06. | 8 | 3500
10.06. | 9 | 3500
10.06. | 10 | 3500
10.06. | 11 | 3500
10.06. | 12 | 3500
10.06. | 13 | 3500
10.06. | 14 | 3500
10.06. | 15 | 3500
10.06. | 16 | 3500
10.06. | 17 | 3500
10.06. | 18 | 3500
10.06. | 19 | 3500
10.06. | 20 | 3500
10.06. | 21 | 3500
10.06. | 22 | 3500
10.06. | 23 | 3500
10.06. | 24 | 3500
11.06. | 1 | 3500
11.06. | 2 | 3500
11.06. | 3 | 3500
11.06. | 4 | 3500
11.06. | 5 | 3500
11.06. | 6 | 3500
11.06. | 7 | 3500
11.06. | 8 | 3500
11.06. | 9 | 3500
11.06. | 10 | 3500
11.06. | 11 | 3500
11.06. | 12 | 3500
11.06. | 13 | 3500
11.06. | 14 | 3500
11.06. | 15 | 3500
11.06. | 16 | 3500
11.06. | 17 | 3500
11.06. | 18 | 3500
11.06. | 19 | 3500
11.06. | 20 | 3500
11.06. | 21 | 3500
11.06. | 22 | 3500
11.06. | 23 | 3500
11.06. | 24 | 3500
12.06. | 1 | 3500
12.06. | 2 | 3500
12.06. | 3 | 3500
12.06. | 4 | 3500
12.06. | 5 | 3500
12.06. | 6 | 3500
12.06. | 7 | 3500
12.06. | 8 | 3500
12.06. | 9 | 3500
12.06. | 10 | 3500
12.06. | 11 | 3500
12.06. | 12 | 3500
12.06. | 13 | 3500
12.06. | 14 | 3500
12.06. | 15 | 3500
12.06. | 16 | 3500
12.06. | 17 | 3500
12.06. | 18 | 3500
12.06. | 19 | 3500
12.06. | 20 | 3500
12.06. | 21 | 3500
12.06. | 22 | 3500
12.06. | 23 | 3500
12.06. | 24 | 3500
13.06. | 1 | 3500
13.06. | 2 | 3500
13.06. | 3 | 3500
13.06. | 4 | 3500
13.06. | 5 | 3500
13.06. | 6 | 3500
13.06. | 7 | 3500
13.06. | 8 | 3500
13.06. | 9 | 3500
13.06. | 10 | 3500
13.06. | 11 | 3500
13.06. | 12 | 3500
13.06. | 13 | 3500
13.06. | 14 | 3500
13.06. | 15 | 3500
13.06. | 16 | 3500
13.06. | 17 | 3500
13.06. | 18 | 3500
13.06. | 19 | 3500
13.06. | 20 | 3500
13.06. | 21 | 3500
13.06. | 22 | 3500
13.06. | 23 | 3500
13.06. | 24 | 3500
14.06. | 1 | 3500
14.06. | 2 | 3500
14.06. | 3 | 3500
14.06. | 4 | 3500
14.06. | 5 | 3500
14.06. | 6 | 3500
14.06. | 7 | 3500
14.06. | 8 | 3500
14.06. | 9 | 3500
14.06. | 10 | 3500
14.06. | 11 | 3500
14.06. | 12 | 3500
14.06. | 13 | 3500
14.06. | 14 | 3500
14.06. | 15 | 3500
14.06. | 16 | 3500
14.06. | 17 | 3500
14.06. | 18 | 3500
14.06. | 19 | 3500
14.06. | 20 | 3500
14.06. | 21 | 3500
14.06. | 22 | 3500
14.06. | 23 | 3500
14.06. | 24 | 3500
15.06. | 1 | 3500
15.06. | 2 | 3500
15.06. | 3 | 3500
15.06. | 4 | 3500
15.06. | 5 | 3500
15.06. | 6 | 3500
15.06. | 7 | 3500
15.06. | 8 | 3500
15.06. | 9 | 3500
15.06. | 10 | 3500
15.06. | 11 | 3500
15.06. | 12 | 3500
15.06. | 13 | 3500
15.06. | 14 | 3500
15.06. | 15 | 3500
15.06. | 16 | 3500
15.06. | 17 | 3500
15.06. | 18 | 3500
15.06. | 19 | 3500
15.06. | 20 | 3500
15.06. | 21 | 3500
15.06. | 22 | 3500
15.06. | 23 | 3500
15.06. | 24 | 3500
16.06. | 1 | 3500
16.06. | 2 | 3500
16.06. | 3 | 3500
16.06. | 4 | 3500
16.06. | 5 | 3500
16.06. | 6 | 3500
16.06. | 7 | 3500
16.06. | 8 | 3500
16.06. | 9 | 3500
16.06. | 10 | 3500
16.06. | 11 | 3500
16.06. | 12 | 3500
16.06. | 13 | 3500
16.06. | 14 | 3500
16.06. | 15 | 3500
16.06. | 16 | 3500
16.06. | 17 | 3500
16.06. | 18 | 3500
16.06. | 19 | 3500
16.06. | 20 | 3500
16.06. | 21 | 3500
16.06. | 22 | 3500
16.06. | 23 | 3500
16.06. | 24 | 3500
17.06. | 1 | 3500
17.06. | 2 | 3500
17.06. | 3 | 3500
17.06. | 4 | 3500
17.06. | 5 | 3500
17.06. | 6 | 3500
17.06. | 7 | 3500
17.06. | 8 | 3500
17.06. | 9 | 3500
17.06. | 10 | 3500
17.06. | 11 | 3500
17.06. | 12 | 3500
17.06. | 13 | 3500
17.06. | 14 | 3500
17.06. | 15 | 3500
17.06. | 16 | 3500
17.06. | 17 | 3500
17.06. | 18 | 3500
17.06. | 19 | 3500
17.06. | 20 | 3500
17.06. | 21 | 3500
17.06. | 22 | 3500
17.06. | 23 | 3500
17.06. | 24 | 3500
18.06. | 1 | 3500
18.06. | 2 | 3500
18.06. | 3 | 3500
18.06. | 4 | 3500
18.06. | 5 | 3500
18.06. | 6 | 3500
18.06. | 7 | 3500
18.06. | 8 | 3500
18.06. | 9 | 3500
18.06. | 10 | 3500
18.06. | 11 | 3500
18.06. | 12 | 3500
18.06. | 13 | 3500
18.06. | 14 | 3500
18.06. | 15 | 3500
18.06. | 16 | 3500
18.06. | 17 | 3500
18.06. | 18 | 3500
18.06. | 19 | 3500
18.06. | 20 | 3500
18.06. | 21 | 3500
18.06. | 22 | 3500
18.06. | 23 | 3500
18.06. | 24 | 3500
19.06. | 1 | 3500
19.06. | 2 | 3500
19.06. | 3 | 3500
19.06. | 4 | 3500
19.06. | 5 | 3500
19.06. | 6 | 3500
19.06. | 7 | 3500
19.06. | 8 | 3500
19.06. | 9 | 3500
19.06. | 10 | 3500
19.06. | 11 | 3500
19.06. | 12 | 3500
19.06. | 13 | 3500
19.06. | 14 | 3500
19.06. | 15 | 3500
19.06. | 16 | 3500
19.06. | 17 | 3500
19.06. | 18 | 3500
19.06. | 19 | 3500
19.06. | 20 | 3500
19.06. | 21 | 3500
19.06. | 22 | 3500
19.06. | 23 | 3500
19.06. | 24 | 3500
20.06. | 1 | 3500
20.06. | 2 | 3500
20.06. | 3 | 3500
20.06. | 4 | 3500
20.06. | 5 | 3500
20.06. | 6 | 3500
20.06. | 7 | 3500
20.06. | 8 | 3500
20.06. | 9 | 3500
20.06. | 10 | 3500
20.06. | 11 | 3500
20.06. | 12 | 3500
20.06. | 13 | 3500
20.06. | 14 | 3500
20.06. | 15 | 3500
20.06. | 16 | 3500
20.06. | 17 | 3500
20.06. | 18 | 3500
20.06. | 19 | 3500
20.06. | 20 | 3500
20.06. | 21 | 3500
20.06. | 22 | 3500
20.06. | 23 | 3500
20.06. | 24 | 3500
21.06. | 1 | 3500
21.06. | 2 | 3500
21.06. | 3 | 3500
21.06. | 4 | 3500
21.06. | 5 | 3500
21.06. | 6 | 3500
21.06. | 7 | 3500
21.06. | 8 | 3500
21.06. | 9 | 3500
21.06. | 10 | 3500
21.06. | 11 | 3500
21.06. | 12 | 3500
21.06. | 13 | 3500
21.06. | 14 | 3500
21.06. | 15 | 3500
21.06. | 16 | 3500
21.06. | 17 | 3500
21.06. | 18 | 3500
21.06. | 19 | 3500
21.06. | 20 | 3500
21.06. | 21 | 3500
21.06. | 22 | 3500
21.06. | 23 | 3500
21.06. | 24 | 3500
22.06. | 1 | 3500
22.06. | 2 | 3500
22.06. | 3 | 3500
22.06. | 4 | 3500
22.06. | 5 | 3500
22.06. | 6 | 3500
22.06. | 7 | 3500
22.06. | 8 | 3500
22.06. | 9 | 3500
22.06. | 10 | 3500
22.06. | 11 | 3500
22.06. | 12 | 3500
22.06. | 13 | 3500
22.06. | 14 | 3500
22.06. | 15 | 3500
22.06. | 16 | 3500
22.06. | 17 | 3500
22.06. | 18 | 3500
22.06. | 19 | 3500
22.06. | 20 | 3500
22.06. | 21 | 3500
22.06. | 22 | 3500
22.06. | 23 | 3500
22.06. | 24 | 3500
23.06. | 1 | 3500
23.06. | 2 | 3500
23.06. | 3 | 3500
23.06. | 4 | 3500
23.06. | 5 | 3500
23.06. | 6 | 3500
23.06. | 7 | 3500
23.06. | 8 | 3500
23.06. | 9 | 3500
23.06. | 10 | 3500
23.06. | 11 | 3500
23.06. | 12 | 3500
23.06. | 13 | 3500
23.06. | 14 | 3500
23.06. | 15 | 3500
23.06. | 16 | 3500
23.06. | 17 | 3500
23.06. | 18 | 3500
23.06. | 19 | 3500
23.06. | 20 | 3500
23.06. | 21 | 3500
23.06. | 22 | 3500
23.06. | 23 | 3500
23.06. | 24 | 3500
24.06. | 1 | 3500
24.06. | 2 | 3500
24.06. | 3 | 3500
24.06. | 4 | 3500
24.06. | 5 | 3500
24.06. | 6 | 3500
24.06. | 7 | 3500
24.06. | 8 | 3500
24.06. | 9 | 3500
24.06. | 10 | 3500
24.06. | 11 | 3500
24.06. | 12 | 3500
24.06. | 13 | 3500
24.06. | 14 | 3500
24.06. | 15 | 3500
24.06. | 16 | 3500
24.06. | 17 | 3500
24.06. | 18 | 3500
24.06. | 19 | 3500
24.06. | 20 | 3500
24.06. | 21 | 3500
24.06. | 22 | 3500
24.06. | 23 | 3500
24.06. | 24 | 3500
25.06. | 1 | 3500
25.06. | 2 | 3500
25.06. | 3 | 3500
25.06. | 4 | 3500
25.06. | 5 | 3500
25.06. | 6 | 3500
25.06. | 7 | 3500
25.06. | 8 | 3500
25.06. | 9 | 3500
25.06. | 10 | 3500
25.06. | 11 | 3500
25.06. | 12 | 3500
25.06. | 13 | 3500
25.06. | 14 | 3500
25.06. | 15 | 3500
25.06. | 16 | 3500
25.06. | 17 | 3500
25.06. | 18 | 3500
25.06. | 19 | 3500
25.06. | 20 | 3500
25.06. | 21 | 3500
25.06. | 22 | 3500
25.06. | 23 | 3500
25.06. | 24 | 3500
26.06. | 1 | 3500
26.06. | 2 | 3500
26.06. | 3 | 3500
26.06. | 4 | 3500
26.06. | 5 | 3500
26.06. | 6 | 3500
26.06. | 7 | 3500
26.06. | 8 | 3500
26.06. | 9 | 3500
26.06. | 10 | 3500
26.06. | 11 | 3500
26.06. | 12 | 3500
26.06. | 13 | 3500
26.06. | 14 | 3500
26.06. | 15 | 3500
26.06. | 16 | 3500
26.06. | 17 | 3500
26.06. | 18 | 3500
26.06. | 19 | 3500
26.06. | 20 | 3500
26.06. | 21 | 3500
26.06. | 22 | 3500
26.06. | 23 | 3500
26.06. | 24 | 3500
27.06. | 1 | 3500
27.06. | 2 | 3500
27.06. | 3 | 3500
27.06. | 4 | 3500
27.06. | 5 | 3500
27.06. | 6 | 3500
27.06. | 7 | 3500
27.06. | 8 | 3500
27.06. | 9 | 3500
27.06. | 10 | 3500
27.06. | 11 | 3500
27.06. | 12 | 3500
27.06. | 13 | 3500
27.06. | 14 | 3500
27.06. | 15 | 3500
27.06. | 16 | 3500
27.06. | 17 | 3500
27.06. | 18 | 3500
27.06. | 19 | 3500
27.06. | 20 | 3500
27.06. | 21 | 3500
27.06. | 22 | 3500
27.06. | 23 | 3500
27.06. | 24 | 3500
28.06. | 1 | 3500
28.06. | 2 | 3500
28.06. | 3 | 3500
28.06. | 4 | 3500
28.06. | 5 | 3500
28.06. | 6 | 3500
28.06. | 7 | 3500
28.06. | 8 | 3500
28.06. | 9 | 3500
28.06. | 10 | 3500
28.06. | 11 | 3500
28.06. | 12 | 3500
28.06. | 13 | 3500
28.06. | 14 | 3500
28.06. | 15 | 3500
28.06. | 16 | 3500
28.06. | 17 | 3500
28.06. | 18 | 3500
28.06. | 19 | 3500
28.06. | 20 | 3500
28.06. | 21 | 3500
28.06. | 22 | 3500
28.06. | 23 | 3500
28.06. | 24 | 3500
29.06. | 1 | 3500
29.06. | 2 | 3500
29.06. | 3 | 3500
29.06. | 4 | 3500
29.06. | 5 | 3500
29.06. | 6 | 3500
29.06. | 7 | 3500
29.06. | 8 | 3500
29.06. | 9 | 3500
29.06. | 10 | 3500
29.06. | 11 | 3500
29.06. | 12 | 3500
29.06. | 13 | 3500
29.06. | 14 | 3500
29.06. | 15 | 3500
29.06. | 16 | 3500
29.06. | 17 | 3500
29.06. | 18 | 3500
29.06. | 19 | 3500
29.06. | 20 | 3500
29.06. | 21 | 3500
29.06. | 22 | 3500
29.06. | 23 | 3500
29.06. | 24 | 3500
30.06. | 1 | 3500
30.06. | 2 | 3500
30.06. | 3 | 3500
30.06. | 4 | 3500
30.06. | 5 | 3500
30.06. | 6 | 3500
30.06. | 7 | 3500
30.06. | 8 | 3500
30.06. | 9 | 3500
30.06. | 10 | 3500
30.06. | 11 | 3500
30.06. | 12 | 3500
30.06. | 13 | 3500
30.06. | 14 | 3500
30.06. | 15 | 3500
30.06. | 16 | 3500
30.06. | 17 | 3500
30.06. | 18 | 3500
30.06. | 19 | 3500
30.06. | 20 | 3500
30.06. | 21 | 3500
30.06. | 22 | 3500
30.06. | 23 | 3500
30.06. | 24 | 3500
01.07. | 1 | 3500
01.07. | 2 | 3500
01.07. | 3 | 3500
01.07. | 4 | 3500
01.07. | 5 | 3500
01.07. | 6 | 3500
01.07. | 7 | 3500
01.07. | 8 | 3500
01.07. | 9 | 3500
01.07. | 10 | 3500
01.07. | 11 | 3500
01.07. | 12 | 3500
01.07. | 13 | 3500
01.07. | 14 | 3500
01.07. | 15 | 3500
01.07. | 16 | 3500
01.07. | 17 | 3500
01.07. | 18 | 3500
01.07. | 19 | 3500
01.07. | 20 | 3500
01.07. | 21 | 3500
01.07. | 22 | 3500
01.07. | 23 | 3500
01.07. | 24 | 3500
02.07. | 1 | 3500
02.07. | 2 | 3500
02.07. | 3 | 3500
02.07. | 4 | 3500
02.07. | 5 | 3500
02.07. | 6 | 3500
02.07. | 7 | 3500
02.07. | 8 | 3500
02.07. | 9 | 3500
02.07. | 10 | 3500
02.07. | 11 | 3500
02.07. | 12 | 3500
02.07. | 13 | 3500
02.07. | 14 | 3500
02.07. | 15 | 3500
02.07. | 16 | 3500
02.07. | 17 | 3500
02.07. | 18 | 3500
02.07. | 19 | 3500
02.07. | 20 | 3500
02.07. | 21 | 3500
02.07. | 22 | 3500
02.07. | 23 | 3500
02.07. | 24 | 3500
03.07. | 1 | 3500
03.07. | 2 | 3500
03.07. | 3 | 3500
03.07. | 4 | 3500
03.07. | 5 | 3500
03.07. | 6 | 3500
03.07. | 7 | 3500
03.07. | 8 | 3500
03.07. | 9 | 3500
03.07. | 10 | 3500
03.07. | 11 | 3500
03.07. | 12 | 3500
03.07. | 13 | 3500
03.07. | 14 | 3500
03.07. | 15 | 3500
03.07. | 16 | 3500
03.07. | 17 | 3500
03.07. | 18 | 3500
03.07. | 19 | 3500
03.07. | 20 | 3500
03.07. | 21 | 3500
03.07. | 22 | 3500
03.07. | 23 | 3500
03.07. | 24 | 3500
04.07. | 1 | 3500
04.07. | 2 | 3500
04.07. | 3 | 3500
04.07. | 4 | 3500
04.07. | 5 | 3500
04.07. | 6 | 3500
04.07. | 7 | 3500
04.07. | 8 | 3500
04.07. | 9 | 3500
04.07. | 10 | 3500
04.07. | 11 | 3500
04.07. | 12 | 3500
04.07. | 13 | 3500
04.07. | 14 | 3500
04.07. | 15 | 3500
04.07. | 16 | 3500
04.07. | 17 | 3500
04.07. | 18 | 3500
04.07. | 19 | 3500
04.07. | 20 | 3500
04.07. | 21 | 3500
04.07. | 22 | 3500
04.07. | 23 | 3500
04.07. | 24 | 3500
05.07. | 1 | 3500
05.07. | 2 | 3500
05.07. | 3 | 3500
05.07. | 4 | 3500
05.07. | 5 | 3500
05.07. | 6 | 3500
05.07. | 7 | 3500
05.07. | 8 | 3500
05.07. | 9 | 3500
05.07. | 10 | 3500
05.07. | 11 | 3500
05.07. | 12 | 3500
05.07. | 13 | 3500
05.07. | 14 | 3500
05.07. | 15 | 3500
05.07. | 16 | 3500
05.07. | 17 | 3500
05.07. | 18 | 3500
05.07. | 19 | 3500
05.07. | 20 | 3500
05.07. | 21 | 3500
05.07. | 22 | 3500
05.07. | 23 | 3500
05.07. | 24 | 3500
06.07. | 1 | 3500
06.07. | 2 | 3500
06.07. | 3 | 3500
06.07. | 4 | 3500
06.07. | 5 | 3500
06.07. | 6 | 3500
06.07. | 7 | 3500
06.07. | 8 | 3500
06.07. | 9 | 3500
06.07. | 10 | 3500
06.07. | 11 | 3500
06.07. | 12 | 3500
06.07. | 13 | 3500
06.07. | 14 | 3500
06.07. | 15 | 3500
06.07. | 16 | 3500
06.07. | 17 | 3500
06.07. | 18 | 3500
06.07. | 19 | 3500
06.07. | 20 | 3500
06.07. | 21 | 3500
06.07. | 22 | 3500
06.07. | 23 | 3500
06.07. | 24 | 3500
07.07. | 1 | 3500
07.07. | 2 | 3500
07.07. | 3 | 3500
07.07. | 4 | 3500
07.07. | 5 | 3500
07.07. | 6 | 3500
07.07. | 7 | 3500
07.07. | 8 | 3500
07.07. | 9 | 3500
07.07. | 10 | 3500
07.07. | 11 | 3500
07.07. | 12 | 3500
07.07. | 13 | 3500
07.07. | 14 | 3500
07.07. | 15 | 3500
07.07. | 16 | 3500
07.07. | 17 | 3500
07.07. | 18 | 3500
07.07. | 19 | 3500
07.07. | 20 | 3500
07.07. | 21 | 3500
07.07. | 22 | 3500
07.07. | 23 | 3500
07.07. | 24 | 3500
08.07. | 1 | 3500
08.07. | 2 | 3500
08.07. | 3 | 3500
08.07. | 4 | 3500
08.07. | 5 | 3500
08.07. | 6 | 3500
08.07. | 7 | 3500
08.07. | 8 | 3500
08.07. | 9 | 3500
08.07. | 10 | 3500
08.07. | 11 | 3500
08.07. | 12 | 3500
08.07. | 13 | 3500
08.07. | 14 | 3500
08.07. | 15 | 3500
08.07. | 16 | 3500
08.07. | 17 | 3500
08.07. | 18 | 3500
08.07. | 19 | 3500
08.07. | 20 | 3500
08.07. | 21 | 3500
08.07. | 22 | 3500
08.07. | 23 | 3500
08.07. | 24 | 3500
09.07. | 1 | 3500
09.07. | 2 | 3500
09.07. | 3 | 3500
09.07. | 4 | 3500
09.07. | 5 | 3500
09.07. | 6 | 3500
09.07. | 7 | 3500
09.07. | 8 | 3500
09.07. | 9 | 3500
09.07. | 10 | 3500
09.07. | 11 | 3500
09.07. | 12 | 3500
09.07. | 13 | 3500
09.07. | 14 | 3500
09.07. | 15 | 3500
09.07. | 16 | 3500
09.07. | 17 | 3500
09.07. | 18 | 3500
09.07. | 19 | 3500
09.07. | 20 | 3500
09.07. | 21 | 3500
09.07. | 22 | 3500
09.07. | 23 | 3500
09.07. | 24 | 3500
10.07. | 1 | 3500
10.07. | 2 | 3500
10.07. | 3 | 3500
10.07. | 4 | 3500
10.07. | 5 | 3500
10.07. | 6 | 3500
10.07. | 7 | 3500
10.07. | 8 | 3500
10.07. | 9 | 3500
10.07. | 10 | 3500
10.07. | 11 | 3500
10.07. | 12 | 3500
10.07. | 13 | 3500
10.07. | 14 | 3500
10.07. | 15 | 3500
10.07. | 16 | 3500
10.07. | 17 | 3500
10.07. | 18 | 3500
10.07. | 19 | 3500
10.07. | 20 | 3500
10.07. | 21 | 3500
10.07. | 22 | 3500
10.07. | 23 | 3500
10.07. | 24 | 3500
11.07. | 1 | 3500
11.07. | 2 | 3500
11.07. | 3 | 3500
11.07. | 4 | 3500
11.07. | 5 | 3500
11.07. | 6 | 3500
11.07. | 7 | 3500
11.07. | 8 | 3500
11.07. | 9 | 3500
11.07. | 10 | 3500
11.07. | 11 | 3500
11.07. | 12 | 3500
11.07. | 13 | 3500
11.07. | 14 | 3500
11.07. | 15 | 3500
11.07. | 16 | 3500
11.07. | 17 | 3500
11.07. | 18 | 3500
11.07. | 19 | 3500
11.07. | 20 | 3500
11.07. | 21 | 3500
11.07. | 22 | 3500
11.07. | 23 | 3500
11.07. | 24 | 3500
12.07. | 1 | 3500
12.07. | 2 | 3500
12.07. | 3 | 3500
12.07. | 4 | 3500
12.07. | 5 | 3500
12.07. | 6 | 3500
12.07. | 7 | 3500
12.07. | 8 | 3500
12.07. | 9 | 3500
12.07. | 10 | 3500
12.07. | 11 | 3500
12.07. | 12 | 3500
12.07. | 13 | 3500
12.07. | 14 | 3500
12.07. | 15 | 3500
12.07. | 16 | 3500
12.07. | 17 | 3500
12.07. | 18 | 3500
12.07. | 19 | 3500
12.07. | 20 | 3500
12.07. | 21 | 3500
12.07. | 22 | 3500
12.07. | 23 | 3500
12.07. | 24 | 3500
13.07. | 1 | 3500
13.07. | 2 | 3500
13.07. | 3 | 3500
13.07. | 4 | 3500
13.07. | 5 | 3500
13.07. | 6 | 3500
13.07. | 7 | 3500
13.07. | 8 | 3500
13.07. | 9 | 3500
13.07. | 10 | 3500
13.07. | 11 | 3500
13.07. | 12 | 3500
13.07. | 13 | 3500
13.07. | 14 | 3500
13.07. | 15 | 3500
13.07. | 16 | 3500
13.07. | 17 | 3500
13.07. | 18 | 3500
13.07. | 19 | 3500
13.07. | 20 | 3500
13.07. | 21 | 3500
13.07. | 22 | 3500
13.07. | 23 | 3500
13.07. | 24 | 3500
14.07. | 1 | 3500
14.07. | 2 | 3500
14.07. | 3 | 3500
14.07. | 4 | 3500
14.07. | 5 | 3500
14.07. | 6 | 3500
14.07. | 7 | 3500
14.07. | 8 | 3500
14.07. | 9 | 3500
14.07. | 10 | 3500
14.07. | 11 | 3500
14.07. | 12 | 3500
14.07. | 13 | 3500
14.07. | 14 | 3500
14.07. | 15 | 3500
14.07. | 16 | 3500
14.07. | 17 | 3500
14.07. | 18 | 3500
14.07. | 19 | 3500
14.07. | 20 | 3500
14.07. | 21 | 3500
14.07. | 22 | 3500
14.07. | 23 | 3500
14.07. | 24 | 3500
15.07. | 1 | 3500
15.07. | 2 | 3500
15.07. | 3 | 3500
15.07. | 4 | 3500
15.07. | 5 | 3500
15.07. | 6 | 3500
15.07. | 7 | 3500
15.07. | 8 | 3500
15.07. | 9 | 3500
15.07. | 10 | 3500
15.07. | 11 | 3500
15.07. | 12 | 3500
15.07. | 13 | 3500
15.07. | 14 | 3500
15.07. | 15 | 3500
15.07. | 16 | 3500
15.07. | 17 | 3500
15.07. | 18 | 3500
15.07. | 19 | 3500
15.07. | 20 | 3500
15.07. | 21 | 3500
15.07. | 22 | 3500
15.07. | 23 | 3500
15.07. | 24 | 3500
16.07. | 1 | 3500
16.07. | 2 | 3500
16.07. | 3 | 3500
16.07. | 4 | 3500
16.07. | 5 | 3500
16.07. | 6 | 3500
16.07. | 7 | 3500
16.07. | 8 | 3500
16.07. | 9 | 3500
16.07. | 10 | 3500
16.07. | 11 | 3500
16.07. | 12 | 3500
16.07. | 13 | 3500
16.07. | 14 | 3500
16.07. | 15 | 3500
16.07. | 16 | 3500
16.07. | 17 | 3500
16.07. | 18 | 3500
16.07. | 19 | 3500
16.07. | 20 | 3500
16.07. | 21 | 3500
16.07. | 22 | 3500
16.07. | 23 | 3500
16.07. | 24 | 3500
17.07. | 1 | 3500
17.07. | 2 | 3500
17.07. | 3 | 3500
17.07. | 4 | 3500
17.07. | 5 | 3500
17.07. | 6 | 3500
17.07. | 7 | 3500
17.07. | 8 | 3500
17.07. | 9 | 3500
17.07. | 10 | 3500
17.07. | 11 | 3500
17.07. | 12 | 3500
17.07. | 13 | 3500
17.07. | 14 | 3500
17.07. | 15 | 3500
17.07. | 16 | 3500
17.07. | 17 | 3500
17.07. | 18 | 3500
17.07. | 19 | 3500
17.07. | 20 | 3500
17.07. | 21 | 3500
17.07. | 22 | 3500
17.07. | 23 | 3500
17.07. | 24 | 3500
18.07. | 1 | 3500
18.07. | 2 | 3500
18.07. | 3 | 3500
18.07. | 4 | 3500
18.07. | 5 | 3500
18.07. | 6 | 3500
18.07. | 7 | 3500
18.07. | 8 | 3500
18.07. | 9 | 3500
18.07. | 10 | 3500
18.07. | 11 | 3500
18.07. | 12 | 3500
18.07. | 13 | 3500
18.07. | 14 | 3500
18.07. | 15 | 3500
18.07. | 16 | 3500
18.07. | 17 | 3500
18.07. | 18 | 3500
18.07. | 19 | 3500
18.07. | 20 | 3500
18.07. | 21 | 3500
18.07. | 22 | 3500
18.07. | 23 | 3500
18.07. | 24 | 3500
19.07. | 1 | 3500
19.07. | 2 | 3500
19.07. | 3 | 3500
19.07. | 4 | 3500
19.07. | 5 | 3500
19.07. | 6 | 3500
19.07. | 7 | 3500
19.07. | 8 | 3500
19.07. | 9 | 3500
19.07. | 10 | 3500
19.07. | 11 | 3500
19.07. | 12 | 3500
19.07. | 13 | 3500
19.07. | 14 | 3500
19.07. | 15 | 3500
19.07. | 16 | 3500
19.07. | 17 | 3500
19.07. | 18 | 3500
19.07. | 19 | 3500
19.07. | 20 | 3500
19.07. | 21 | 3500
19.07. | 22 | 3500
19.07. | 23 | 3500
19.07. | 24 | 3500
20.07. | 1 | 3500
20.07. | 2 | 3500
20.07. | 3 | 3500
20.07. | 4 | 3500
20.07. | 5 | 3500
20.07. | 6 | 3500
20.07. | 7 | 3500
20.07. | 8 | 3500
20.07. | 9 | 3500
20.07. | 10 | 3500
20.07. | 11 | 3500
20.07. | 12 | 3500
20.07. | 13 | 3500
20.07. | 14 | 3500
20.07. | 15 | 3500
20.07. | 16 | 3500
20.07. | 17 | 3500
20.07. | 18 | 3500
20.07. | 19 | 3500
20.07. | 20 | 3500
20.07. | 21 | 3500
20.07. | 22 | 3500
20.07. | 23 | 3500
20.07. | 24 | 3500
21.07. | 1 | 3500
21.07. | 2 | 3500
21.07. | 3 | 3500
21.07. | 4 | 3500
21.07. | 5 | 3500
21.07. | 6 | 3500
21.07. | 7 | 3500
21.07. | 8 | 3500
21.07. | 9 | 3500
21.07. | 10 | 3500
21.07. | 11 | 3500
21.07. | 12 | 3500
21.07. | 13 | 3500
21.07. | 14 | 3500
21.07. | 15 | 3500
21.07. | 16 | 3500
21.07. | 17 | 3500
21.07. | 18 | 3500
21.07. | 19 | 3500
21.07. | 20 | 3500
21.07. | 21 | 3500
21.07. | 22 | 3500
21.07. | 23 | 3500
21.07. | 24 | 3500
22.07. | 1 | 3500
22.07. | 2 | 3500
22.07. | 3 | 3500
22.07. | 4 | 3500
22.07. | 5 | 3500
22.07. | 6 | 3500
22.07. | 7 | 3500
22.07. | 8 | 3500
22.07. | 9 | 3500
22.07. | 10 | 3500
22.07. | 11 | 3500
22.07. | 12 | 3500
22.07. | 13 | 3500
22.07. | 14 | 3500
22.07. | 15 | 3500
22.07. | 16 | 3500
22.07. | 17 | 3500
22.07. | 18 | 3500
22.07. | 19 | 3500
22.07. | 20 | 3500
22.07. | 21 | 3500
22.07. | 22 | 3500
22.07. | 23 | 3500
22.07. | 24 | 3500
23.07. | 1 | 3500
23.07. | 2 | 3500
23.07. | 3 | 3500
23.07. | 4 | 3500
23.07. | 5 | 3500
23.07. | 6 | 3500
23.07. | 7 | 3500
23.07. | 8 | 3500
23.07. | 9 | 3500
23.07. | 10 | 3500
23.07. | 11 | 3500
23.07. | 12 | 3500
23.07. | 13 | 3500
23.07. | 14 | 3500
23.07. | 15 | 3500
23.07. | 16 | 3500
23.07. | 17 | 3500
23.07. | 18 | 3500
23.07. | 19 | 3500
23.07. | 20 | 3500
23.07. | 21 | 3500
23.07. | 22 | 3500
23.07. | 23 | 3500
23.07. | 24 | 3500
24.07. | 1 | 3500
24.07. | 2 | 3500
24.07. | 3 | 3500
24.07. | 4 | 3500
24.07. | 5 | 3500
24.07. | 6 | 3500
24.07. | 7 | 3500
24.07. | 8 | 3500
24.07. | 9 | 3500
24.07. | 10 | 3500
24.07. | 11 | 3500
24.07. | 12 | 3500
24.07. | 13 | 3500
24.07. | 14 | 3500
24.07. | 15 | 3500
24.07. | 16 | 3500
24.07. | 17 | 3500
24.07. | 18 | 3500
24.07. | 19 | 3500
24.07. | 20 | 3500
24.07. | 21 | 3500
24.07. | 22 | 3500
24.07. | 23 | 3500
24.07. | 24 | 3500
25.07. | 1 | 3500
25.07. | 2 | 3500
25.07. | 3 | 3500
25.07. | 4 | 3500
25.07. | 5 | 3500
25.07. | 6 | 3500
25.07. | 7 | 3500
25.07. | 8 | 3500
25.07. | 9 | 3500
25.07. | 10 | 3500
25.07. | 11 | 3500
25.07. | 12 | 3500
25.07. | 13 | 3500
25.07. | 14 | 3500
25.07. | 15 | 3500
25.07. | 16 | 3500
25.07. | 17 | 3500
25.07. | 18 | 3500
25.07. | 19 | 3500
25.07. | 20 | 3500
25.07. | 21 | 3500
25.07. | 22 | 3500
25.07. | 23 | 3500
25.07. | 24 | 3500
26.07. | 1 | 3500
26.07. | 2 | 3500
26.07. | 3 | 3500
26.07. | 4 | 3500
26.07. | 5 | 3500
26.07. | 6 | 3500
26.07. | 7 | 3500
26.07. | 8 | 3500
26.07. | 9 | 3500
26.07. | 10 | 3500
26.07. | 11 | 3500
26.07. | 12 | 3500
26.07. | 13 | 3500
26.07. | 14 | 3500
26.07. | 15 | 3500
26.07. | 16 | 3500
26.07. | 17 | 3500
26.07. | 18 | 3500
26.07. | 19 | 3500
26.07. | 20 | 3500
26.07. | 21 | 3500
26.07. | 22 | 3500
26.07. | 23 | 3500
26.07. | 24 | 3500
27.07. | 1 | 3500
27.07. | 2 | 3500
27.07. | 3 | 3500
27.07. | 4 | 3500
27.07. | 5 | 3500
27.07. | 6 | 3500
27.07. | 7 | 3500
27.07. | 8 | 3500
27.07. | 9 | 3500
27.07. | 10 | 3500
27.07. | 11 | 3500
27.07. | 12 | 3500
27.07. | 13 | 3500
27.07. | 14 | 3500
27.07. | 15 | 3500
27.07. | 16 | 3500
27.07. | 17 | 3500
27.07. | 18 | 3500
27.07. | 19 | 3500
27.07. | 20 | 3500
27.07. | 21 | 3500
27.07. | 22 | 3500
27.07. | 23 | 3500
27.07. | 24 | 3500
28.07. | 1 | 3500
28.07. | 2 | 3500
28.07. | 3 | 3500
28.07. | 4 | 3500
28.07. | 5 | 3500
28.07. | 6 | 3500
28.07. | 7 | 3500
28.07. | 8 | 3500
28.07. | 9 | 3500
28.07. | 10 | 3500
28.07. | 11 | 3500
28.07. | 12 | 3500
28.07. | 13 | 3500
28.07. | 14 | 3500
28.07. | 15 | 3500
28.07. | 16 | 3500
28.07. | 17 | 3500
28.07. | 18 | 3500
28.07. | 19 | 3500
28.07. | 20 | 3500
28.07. | 21 | 3500
28.07. | 22 | 3500
28.07. | 23 | 3500
28.07. | 24 | 3500
29.07. | 1 | 3500
29.07. | 2 | 3500
29.07. | 3 | 3500
29.07. | 4 | 3500
29.07. | 5 | 3500
29.07. | 6 | 3500
29.07. | 7 | 3500
29.07. | 8 | 3500
29.07. | 9 | 3500
29.07. | 10 | 3500
29.07. | 11 | 3500
29.07. | 12 | 3500
29.07. | 13 | 3500
29.07. | 14 | 3500
29.07. | 15 | 3500
29.07. | 16 | 3500
29.07. | 17 | 3500
29.07. | 18 | 3500
29.07. | 19 | 3500
29.07. | 20 | 3500
29.07. | 21 | 3500
29.07. | 22 | 3500
29.07. | 23 | 3500
29.07. | 24 | 3500
30.07. | 1 | 3500
30.07. | 2 | 3500
30.07. | 3 | 3500
30.07. | 4 | 3500
30.07. | 5 | 3500
30.07. | 6 | 3500
30.07. | 7 | 3500
30.07. | 8 | 3500
30.07. | 9 | 3500
30.07. | 10 | 3500
30.07. | 11 | 3500
30.07. | 12 | 3500
30.07. | 13 | 3500
30.07. | 14 | 3500
30.07. | 15 | 3500
30.07. | 16 | 3500
30.07. | 17 | 3500
30.07. | 18 | 3500
30.07. | 19 | 3500
30.07. | 20 | 3500
30.07. | 21 | 3500
30.07. | 22 | 3500
30.07. | 23 | 3500
30.07. | 24 | 3500
31.07. | 1 | 3500
31.07. | 2 | 3500
31.07. | 3 | 3500
31.07. | 4 | 3500
31.07. | 5 | 3500
31.07. | 6 | 3500
31.07. | 7 | 3500
31.07. | 8 | 3500
31.07. | 9 | 3500
31.07. | 10 | 3500
31.07. | 11 | 3500
31.07. | 12 | 3500
31.07. | 13 | 3500
31.07. | 14 | 3500
31.07. | 15 | 3500
31.07. | 16 | 3500
31.07. | 17 | 3500
31.07. | 18 | 3500
31.07. | 19 | 3500
31.07. | 20 | 3500
31.07. | 21 | 3500
31.07. | 22 | 3500
31.07. | 23 | 3500
31.07. | 24 | 3500
01.08. | 1 | 3500
01.08. | 2 | 3500
01.08. | 3 | 3500
01.08. | 4 | 3500
01.08. | 5 | 3500
01.08. | 6 | 3500
01.08. | 7 | 3500
01.08. | 8 | 3500
01.08. | 9 | 3500
01.08. | 10 | 3500
01.08. | 11 | 3500
01.08. | 12 | 3500
01.08. | 13 | 3500
01.08. | 14 | 3500
01.08. | 15 | 3500
01.08. | 16 | 3500
01.08. | 17 | 3500
01.08. | 18 | 3500
01.08. | 19 | 3500
01.08. | 20 | 3500
01.08. | 21 | 3500
01.08. | 22 | 3500
01.08. | 23 | 3500
01.08. | 24 | 3500
02.08. | 1 | 3500
02.08. | 2 | 3500
02.08. | 3 | 3500
02.08. | 4 | 3500
02.08. | 5 | 3500
02.08. | 6 | 3500
02.08. | 7 | 3500
02.08. | 8 | 3500
02.08. | 9 | 3500
02.08. | 10 | 3500
02.08. | 11 | 3500
02.08. | 12 | 3500
02.08. | 13 | 3500
02.08. | 14 | 3500
02.08. | 15 | 3500
02.08. | 16 | 3500
02.08. | 17 | 3500
02.08. | 18 | 3500
02.08. | 19 | 3500
02.08. | 20 | 3500
02.08. | 21 | 3500
02.08. | 22 | 3500
02.08. | 23 | 3500
02.08. | 24 | 3500
03.08. | 1 | 3500
03.08. | 2 | 3500
03.08. | 3 | 3500
03.08. | 4 | 3500
03.08. | 5 | 3500
03.08. | 6 | 3500
03.08. | 7 | 3500
03.08. | 8 | 3500
03.08. | 9 | 3500
03.08. | 10 | 3500
03.08. | 11 | 3500
03.08. | 12 | 3500
03.08. | 13 | 3500
03.08. | 14 | 3500
03.08. | 15 | 3500
03.08. | 16 | 3500
03.08. | 17 | 3500
03.08. | 18 | 3500
03.08. | 19 | 3500
03.08. | 20 | 3500
03.08. | 21 | 3500
03.08. | 22 | 3500
03.08. | 23 | 3500
03.08. | 24 | 3500
04.08. | 1 | 3500
04.08. | 2 | 3500
04.08. | 3 | 3500
04.08. | 4 | 3500
04.08. | 5 | 3500
04.08. | 6 | 3500
04.08. | 7 | 3500
04.08. | 8 | 3500
04.08. | 9 | 3500
04.08. | 10 | 3500
04.08. | 11 | 3500
04.08. | 12 | 3500
04.08. | 13 | 3500
04.08. | 14 | 3500
04.08. | 15 | 3500
04.08. | 16 | 3500
04.08. | 17 | 3500
04.08. | 18 | 3500
04.08. | 19 | 3500
04.08. | 20 | 3500
04.08. | 21 | 3500
04.08. | 22 | 3500
04.08. | 23 | 3500
04.08. | 24 | 3500
05.08. | 1 | 3500
05.08. | 2 | 3500
05.08. | 3 | 3500
05.08. | 4 | 3500
05.08. | 5 | 3500
05.08. | 6 | 3500
05.08. | 7 | 3500
05.08. | 8 | 3500
05.08. | 9 | 3500
05.08. | 10 | 3500
05.08. | 11 | 3500
05.08. | 12 | 3500
05.08. | 13 | 3500
05.08. | 14 | 3500
05.08. | 15 | 3500
05.08. | 16 | 3500
05.08. | 17 | 3500
05.08. | 18 | 3500
05.08. | 19 | 3500
05.08. | 20 | 3500
05.08. | 21 | 3500
05.08. | 22 | 3500
05.08. | 23 | 3500
05.08. | 24 | 3500
06.08. | 1 | 3500
06.08. | 2 | 3500
06.08. | 3 | 3500
06.08. | 4 | 3500
06.08. | 5 | 3500
06.08. | 6 | 3500
06.08. | 7 | 3500
06.08. | 8 | 3500
06.08. | 9 | 3500
06.08. | 10 | 3500
06.08. | 11 | 3500
06.08. | 12 | 3500
06.08. | 13 | 3500
06.08. | 14 | 3500
06.08. | 15 | 3500
06.08. | 16 | 3500
06.08. | 17 | 3500
06.08. | 18 | 3500
06.08. | 19 | 3500
06.08. | 20 | 3500
06.08. | 21 | 3500
06.08. | 22 | 3500
06.08. | 23 | 3500
06.08. | 24 | 3500
07.08. | 1 | 3500
07.08. | 2 | 3500
07.08. | 3 | 3500
07.08. | 4 | 3500
07.08. | 5 | 3500
07.08. | 6 | 3500
07.08. | 7 | 3500
07.08. | 8 | 3500
07.08. | 9 | 3500
07.08. | 10 | 3500
07.08. | 11 | 3500
07.08. | 12 | 3500
07.08. | 13 | 3500
07.08. | 14 | 3500
07.08. | 15 | 3500
07.08. | 16 | 3500
07.08. | 17 | 3500
07.08. | 18 | 3500
07.08. | 19 | 3500
07.08. | 20 | 3500
07.08. | 21 | 3500
07.08. | 22 | 3500
07.08. | 23 | 3500
07.08. | 24 | 3500
08.08. | 1 | 3500
08.08. | 2 | 3500
08.08. | 3 | 3500
08.08. | 4 | 3500
08.08. | 5 | 3500
08.08. | 6 | 3500
08.08. | 7 | 3500
08.08. | 8 | 3500
08.08. | 9 | 3500
08.08. | 10 | 3500
08.08. | 11 | 3500
08.08. | 12 | 3500
08.08. | 13 | 3500
08.08. | 14 | 3500
08.08. | 15 | 3500
08.08. | 16 | 3500
08.08. | 17 | 3500
08.08. | 18 | 3500
08.08. | 19 | 3500
08.08. | 20 | 3500
08.08. | 21 | 3500
08.08. | 22 | 3500
08.08. | 23 | 3500
08.08. | 24 | 3500
09.08. | 1 | 3500
09.08. | 2 | 3500
09.08. | 3 | 3500
09.08. | 4 | 3500
09.08. | 5 | 3500
09.08. | 6 | 3500
09.08. | 7 | 3500
09.08. | 8 | 3500
09.08. | 9 | 3500
09.08. | 10 | 3500
09.08. | 11 | 3500
09.08. | 12 | 3500
09.08. | 13 | 3500
09.08. | 14 | 3500
09.08. | 15 | 3500
09.08. | 16 | 3500
09.08. | 17 | 3500
09.08. | 18 | 3500
09.08. | 19 | 3500
09.08. | 20 | 3500
09.08. | 21 | 3500
09.08. | 22 | 3500
09.08. | 23 | 3500
09.08. | 24 | 3500
10.08. | 1 | 3500
10.08. | 2 | 3500
10.08. | 3 | 3500
10.08. | 4 | 3500
10.08. | 5 | 3500
10.08. | 6 | 3500
10.08. | 7 | 3500
10.08. | 8 | 3500
10.08. | 9 | 3500
10.08. | 10 | 3500
10.08. | 11 | 3500
10.08. | 12 | 3500
10.08. | 13 | 3500
10.08. | 14 | 3500
10.08. | 15 | 3500
10.08. | 16 | 3500
10.08. | 17 | 3500
10.08. | 18 | 3500
10.08. | 19 | 3500
10.08. | 20 | 3500
10.08. | 21 | 3500
10.08. | 22 | 3500
10.08. | 23 | 3500
10.08. | 24 | 3500
11.08. | 1 | 3500
11.08. | 2 | 3500
11.08. | 3 | 3500
11.08. | 4 | 3500
11.08. | 5 | 3500
11.08. | 6 | 3500
11.08. | 7 | 3500
11.08. | 8 | 3500
11.08. | 9 | 3500
11.08. | 10 | 3500
11.08. | 11 | 3500
11.08. | 12 | 3500
11.08. | 13 | 3500
11.08. | 14 | 3500
11.08. | 15 | 3500
11.08. | 16 | 3500
11.08. | 17 | 3500
11.08. | 18 | 3500
11.08. | 19 | 3500
11.08. | 20 | 3500
11.08. | 21 | 3500
11.08. | 22 | 3500
11.08. | 23 | 3500
11.08. | 24 | 3500
12.08. | 1 | 3500
12.08. | 2 | 3500
12.08. | 3 | 3500
12.08. | 4 | 3500
12.08. | 5 | 3500
12.08. | 6 | 3500
12.08. | 7 | 3500
12.08. | 8 | 3500
12.08. | 9 | 3500
12.08. | 10 | 3500
12.08. | 11 | 3500
12.08. | 12 | 3500
12.08. | 13 | 3500
12.08. | 14 | 3500
12.08. | 15 | 3500
12.08. | 16 | 3500
12.08. | 17 | 3500
12.08. | 18 | 3500
12.08. | 19 | 3500
12.08. | 20 | 3500
12.08. | 21 | 3500
12.08. | 22 | 3500
12.08. | 23 | 3500
12.08. | 24 | 3500
13.08. | 1 | 3500
13.08. | 2 | 3500
13.08. | 3 | 3500
13.08. | 4 | 3500
13.08. | 5 | 3500
13.08. | 6 | 3500
13.08. | 7 | 3500
13.08. | 8 | 3500
13.08. | 9 | 3500
13.08. | 10 | 3500
13.08. | 11 | 3500
13.08. | 12 | 3500
13.08. | 13 | 3500
13.08. | 14 | 3500
13.08. | 15 | 3500
13.08. | 16 | 3500
13.08. | 17 | 3500
13.08. | 18 | 3500
13.08. | 19 | 3500
13.08. | 20 | 3500
13.08. | 21 | 3500
13.08. | 22 | 3500
13.08. | 23 | 3500
13.08. | 24 | 3500
14.08. | 1 | 3500
14.08. | 2 | 3500
14.08. | 3 | 3500
14.08. | 4 | 3500
14.08. | 5 | 3500
14.08. | 6 | 3500
14.08. | 7 | 3500
14.08. | 8 | 3500
14.08. | 9 | 3500
14.08. | 10 | 3500
14.08. | 11 | 3500
14.08. | 12 | 3500
14.08. | 13 | 3500
14.08. | 14 | 3500
14.08. | 15 | 3500
14.08. | 16 | 3500
14.08. | 17 | 3500
14.08. | 18 | 3500
14.08. | 19 | 3500
14.08. | 20 | 3500
14.08. | 21 | 3500
14.08. | 22 | 3500
14.08. | 23 | 3500
14.08. | 24 | 3500
15.08. | 1 | 3500
15.08. | 2 | 3500
15.08. | 3 | 3500
15.08. | 4 | 3500
15.08. | 5 | 3500
15.08. | 6 | 3500
15.08. | 7 | 3500
15.08. | 8 | 3500
15.08. | 9 | 3500
15.08. | 10 | 3500
15.08. | 11 | 3500
15.08. | 12 | 3500
15.08. | 13 | 3500
15.08. | 14 | 3500
15.08. | 15 | 3500
15.08. | 16 | 3500
15.08. | 17 | 3500
15.08. | 18 | 3500
15.08. | 19 | 3500
15.08. | 20 | 3500
15.08. | 21 | 3500
15.08. | 22 | 3500
15.08. | 23 | 3500
15.08. | 24 | 3500
16.08. | 1 | 3500
16.08. | 2 | 3500
16.08. | 3 | 3500
16.08. | 4 | 3500
16.08. | 5 | 3500
16.08. | 6 | 3500
16.08. | 7 | 3500
16.08. | 8 | 3500
16.08. | 9 | 3500
16.08. | 10 | 3500
16.08. | 11 | 3500
16.08. | 12 | 3500
16.08. | 13 | 3500
16.08. | 14 | 3500
16.08. | 15 | 3500
16.08. | 16 | 3500
16.08. | 17 | 3500
16.08. | 18 | 3500
16.08. | 19 | 3500
16.08. | 20 | 3500
16.08. | 21 | 3500
16.08. | 22 | 3500
16.08. | 23 | 3500
16.08. | 24 | 3500
17.08. | 1 | 3500
17.08. | 2 | 3500
17.08. | 3 | 3500
17.08. | 4 | 3500
17.08. | 5 | 3500
17.08. | 6 | 3500
17.08. | 7 | 3500
17.08. | 8 | 3500
17.08. | 9 | 3500
17.08. | 10 | 3500
17.08. | 11 | 3500
17.08. | 12 | 3500
17.08. | 13 | 3500
17.08. | 14 | 3500
17.08. | 15 | 3500
17.08. | 16 | 3500
17.08. | 17 | 3500
17.08. | 18 | 3500
17.08. | 19 | 3500
17.08. | 20 | 3500
17.08. | 21 | 3500
17.08. | 22 | 3500
17.08. | 23 | 3500
17.08. | 24 | 3500
18.08. | 1 | 3500
18.08. | 2 | 3500
18.08. | 3 | 3500
18.08. | 4 | 3500
18.08. | 5 | 3500
18.08. | 6 | 3500
18.08. | 7 | 3500
18.08. | 8 | 3500
18.08. | 9 | 3500
18.08. | 10 | 3500
18.08. | 11 | 3500
18.08. | 12 | 3500
18.08. | 13 | 3500
18.08. | 14 | 3500
18.08. | 15 | 3500
18.08. | 16 | 3500
18.08. | 17 | 3500
18.08. | 18 | 3500
18.08. | 19 | 3500
18.08. | 20 | 3500
18.08. | 21 | 3500
18.08. | 22 | 3500
18.08. | 23 | 3500
18.08. | 24 | 3500
19.08. | 1 | 3500
19.08. | 2 | 3500
19.08. | 3 | 3500
19.08. | 4 | 3500
19.08. | 5 | 3500
19.08. | 6 | 3500
19.08. | 7 | 3500
19.08. | 8 | 3500
19.08. | 9 | 3500
19.08. | 10 | 3500
19.08. | 11 | 3500
19.08. | 12 | 3500
19.08. | 13 | 3500
19.08. | 14 | 3500
19.08. | 15 | 3500
19.08. | 16 | 3500
19.08. | 17 | 3500
19.08. | 18 | 3500
19.08. | 19 | 3500
19.08. | 20 | 3500
19.08. | 21 | 3500
19.08. | 22 | 3500
19.08. | 23 | 3500
19.08. | 24 | 3500
20.08. | 1 | 3500
20.08. | 2 | 3500
20.08. | 3 | 3500
20.08. | 4 | 3500
20.08. | 5 | 3500
20.08. | 6 | 3500
20.08. | 7 | 3500
20.08. | 8 | 3500
20.08. | 9 | 3500
20.08. | 10 | 3500
20.08. | 11 | 3500
20.08. | 12 | 3500
20.08. | 13 | 3500
20.08. | 14 | 3500
20.08. | 15 | 3500
20.08. | 16 | 3500
20.08. | 17 | 3500
20.08. | 18 | 3500
20.08. | 19 | 3500
20.08. | 20 | 3500
20.08. | 21 | 3500
20.08. | 22 | 3500
20.08. | 23 | 3500
20.08. | 24 | 3500
21.08. | 1 | 3500
21.08. | 2 | 3500
21.08. | 3 | 3500
21.08. | 4 | 3500
21.08. | 5 | 3500
21.08. | 6 | 3500
21.08. | 7 | 3500
21.08. | 8 | 3500
21.08. | 9 | 3500
21.08. | 10 | 3500
21.08. | 11 | 3500
21.08. | 12 | 3500
21.08. | 13 | 3500
21.08. | 14 | 3500
21.08. | 15 | 3500
21.08. | 16 | 3500
21.08. | 17 | 3500
21.08. | 18 | 3500
21.08. | 19 | 3500
21.08. | 20 | 3500
21.08. | 21 | 3500
21.08. | 22 | 3500
21.08. | 23 | 3500
21.08. | 24 | 3500
22.08. | 1 | 3500
22.08. | 2 | 3500
22.08. | 3 | 3500
22.08. | 4 | 3500
22.08. | 5 | 3500
22.08. | 6 | 3500
22.08. | 7 | 3500
22.08. | 8 | 3500
22.08. | 9 | 3500
22.08. | 10 | 3500
22.08. | 11 | 3500
22.08. | 12 | 3500
22.08. | 13 | 3500
22.08. | 14 | 3500
22.08. | 15 | 3500
22.08. | 16 | 3500
22.08. | 17 | 3500
22.08. | 18 | 3500
22.08. | 19 | 3500
22.08. | 20 | 3500
22.08. | 21 | 3500
22.08. | 22 | 3500
22.08. | 23 | 3500
22.08. | 24 | 3500
23.08. | 1 | 3500
23.08. | 2 | 3500
23.08. | 3 | 3500
23.08. | 4 | 3500
23.08. | 5 | 3500
23.08. | 6 | 3500
23.08. | 7 | 3500
23.08. | 8 | 3500
23.08. | 9 | 3500
23.08. | 10 | 3500
23.08. | 11 | 3500
23.08. | 12 | 3500
23.08. | 13 | 3500
23.08. | 14 | 3500
23.08. | 15 | 3500
23.08. | 16 | 3500
23.08. | 17 | 3500
23.08. | 18 | 3500
23.08. | 19 | 3500
23.08. | 20 | 3500
23.08. | 21 | 3500
23.08. | 22 | 3500
23.08. | 23 | 3500
23.08. | 24 | 3500
24.08. | 1 | 3500
24.08. | 2 | 3500
24.08. | 3 | 3500
24.08. | 4 | 3500
24.08. | 5 | 3500
24.08. | 6 | 3500
24.08. | 7 | 3500
24.08. | 8 | 3500
24.08. | 9 | 3500
24.08. | 10 | 3500
24.08. | 11 | 3500
24.08. | 12 | 3500
24.08. | 13 | 3500
24.08. | 14 | 3500
24.08. | 15 | 3500
24.08. | 16 | 3500
24.08. | 17 | 3500
24.08. | 18 | 3500
24.08. | 19 | 3500
24.08. | 20 | 3500
24.08. | 21 | 3500
24.08. | 22 | 3500
24.08. | 23 | 3500
24.08. | 24 | 3500
25.08. | 1 | 3500
25.08. | 2 | 3500
25.08. | 3 | 3500
25.08. | 4 | 3500
25.08. | 5 | 3500
25.08. | 6 | 3500
25.08. | 7 | 3500
25.08. | 8 | 3500
25.08. | 9 | 3500
25.08. | 10 | 3500
25.08. | 11 | 3500
25.08. | 12 | 3500
25.08. | 13 | 3500
25.08. | 14 | 3500
25.08. | 15 | 3500
25.08. | 16 | 3500
25.08. | 17 | 3500
25.08. | 18 | 3500
25.08. | 19 | 3500
25.08. | 20 | 3500
25.08. | 21 | 3500
25.08. | 22 | 3500
25.08. | 23 | 3500
25.08. | 24 | 3500
26.08. | 1 | 3500
26.08. | 2 | 3500
26.08. | 3 | 3500
26.08. | 4 | 3500
26.08. | 5 | 3500
26.08. | 6 | 3500
26.08. | 7 | 3500
26.08. | 8 | 3500
26.08. | 9 | 3500
26.08. | 10 | 3500
26.08. | 11 | 3500
26.08. | 12 | 3500
26.08. | 13 | 3500
26.08. | 14 | 3500
26.08. | 15 | 3500
26.08. | 16 | 3500
26.08. | 17 | 3500
26.08. | 18 | 3500
26.08. | 19 | 3500
26.08. | 20 | 3500
26.08. | 21 | 3500
26.08. | 22 | 3500
26.08. | 23 | 3500
26.08. | 24 | 3500
27.08. | 1 | 3500
27.08. | 2 | 3500
27.08. | 3 | 3500
27.08. | 4 | 3500
27.08. | 5 | 3500
27.08. | 6 | 3500
27.08. | 7 | 3500
27.08. | 8 | 3500
27.08. | 9 | 3500
27.08. | 10 | 3500
27.08. | 11 | 3500
27.08. | 12 | 3500
27.08. | 13 | 3500
27.08. | 14 | 3500
27.08. | 15 | 3500
27.08. | 16 | 3500
27.08. | 17 | 3500
27.08. | 18 | 3500
27.08. | 19 | 3500
27.08. | 20 | 3500
27.08. | 21 | 3500
27.08. | 22 | 3500
27.08. | 23 | 3500
27.08. | 24 | 3500
28.08. | 1 | 3500
28.08. | 2 | 3500
28.08. | 3 | 3500
28.08. | 4 | 3500
28.08. | 5 | 3500
28.08. | 6 | 3500
28.08. | 7 | 3500
28.08. | 8 | 3500
28.08. | 9 | 3500
28.08. | 10 | 3500
28.08. | 11 | 3500
28.08. | 12 | 3500
28.08. | 13 | 3500
28.08. | 14 | 3500
28.08. | 15 | 3500
28.08. | 16 | 3500
28.08. | 17 | 3500
28.08. | 18 | 3500
28.08. | 19 | 3500
28.08. | 20 | 3500
28.08. | 21 | 3500
28.08. | 22 | 3500
28.08. | 23 | 3500
28.08. | 24 | 3500
29.08. | 1 | 3500
29.08. | 2 | 3500
29.08. | 3 | 3500
29.08. | 4 | 3500
29.08. | 5 | 3500
29.08. | 6 | 3500
29.08. | 7 | 3500
29.08. | 8 | 3500
29.08. | 9 | 3500
29.08. | 10 | 3500
29.08. | 11 | 3500
29.08. | 12 | 3500
29.08. | 13 | 3500
29.08. | 14 | 3500
29.08. | 15 | 3500
29.08. | 16 | 3500
29.08. | 17 | 3500
29.08. | 18 | 3500
29.08. | 19 | 3500
29.08. | 20 | 3500
29.08. | 21 | 3500
29.08. | 22 | 3500
29.08. | 23 | 3500
29.08. | 24 | 3500
30.08. | 1 | 3500
30.08. | 2 | 3500
30.08. | 3 | 3500
30.08. | 4 | 3500
30.08. | 5 | 3500
30.08. | 6 | 3500
30.08. | 7 | 3500
30.08. | 8 | 3500
30.08. | 9 | 3500
30.08. | 10 | 3500
30.08. | 11 | 3500
30.08. | 12 | 3500
30.08. | 13 | 3500
30.08. | 14 | 3500
30.08. | 15 | 3500
30.08. | 16 | 3500
30.08. | 17 | 3500
30.08. | 18 | 3500
30.08. | 19 | 3500
30.08. | 20 | 3500
30.08. | 21 | 3500
30.08. | 22 | 3500
30.08. | 23 | 3500
30.08. | 24 | 3500
31.08. | 1 | 3500
31.08. | 2 | 3500
31.08. | 3 | 3500
31.08. | 4 | 3500
31.08. | 5 | 3500
31.08. | 6 | 3500
31.08. | 7 | 3500
31.08. | 8 | 3500
31.08. | 9 | 3500
31.08. | 10 | 3500
31.08. | 11 | 3500
31.08. | 12 | 3500
31.08. | 13 | 3500
31.08. | 14 | 3500
31.08. | 15 | 3500
31.08. | 16 | 3500
31.08. | 17 | 3500
31.08. | 18 | 3500
31.08. | 19 | 3500
31.08. | 20 | 3500
31.08. | 21 | 3500
31.08. | 22 | 3500
31.08. | 23 | 3500
31.08. | 24 | 3500
01.09. | 1 | 3500
01.09. | 2 | 3500
01.09. | 3 | 3500
01.09. | 4 | 3500
01.09. | 5 | 3500
01.09. | 6 | 3500
01.09. | 7 | 3500
01.09. | 8 | 3500
01.09. | 9 | 3500
01.09. | 10 | 3500
01.09. | 11 | 3500
01.09. | 12 | 3500
01.09. | 13 | 3500
01.09. | 14 | 3500
01.09. | 15 | 3500
01.09. | 16 | 3500
01.09. | 17 | 3500
01.09. | 18 | 3500
01.09. | 19 | 3500
01.09. | 20 | 3500
01.09. | 21 | 3500
01.09. | 22 | 3500
01.09. | 23 | 3500
01.09. | 24 | 3500
02.09. | 1 | 3500
02.09. | 2 | 3500
02.09. | 3 | 3500
02.09. | 4 | 3500
02.09. | 5 | 3500
02.09. | 6 | 3500
02.09. | 7 | 3500
02.09. | 8 | 3500
02.09. | 9 | 3500
02.09. | 10 | 3500
02.09. | 11 | 3500
02.09. | 12 | 3500
02.09. | 13 | 3500
02.09. | 14 | 3500
02.09. | 15 | 3500
02.09. | 16 | 3500
02.09. | 17 | 3500
02.09. | 18 | 3500
02.09. | 19 | 3500
02.09. | 20 | 3500
02.09. | 21 | 3500
02.09. | 22 | 3500
02.09. | 23 | 3500
02.09. | 24 | 3500
03.09. | 1 | 3500
03.09. | 2 | 3500
03.09. | 3 | 3500
03.09. | 4 | 3500
03.09. | 5 | 3500
03.09. | 6 | 3500
03.09. | 7 | 3500
03.09. | 8 | 3500
03.09. | 9 | 3500
03.09. | 10 | 3500
03.09. | 11 | 3500
03.09. | 12 | 3500
03.09. | 13 | 3500
03.09. | 14 | 3500
03.09. | 15 | 3500
03.09. | 16 | 3500
03.09. | 17 | 3500
03.09. | 18 | 3500
03.09. | 19 | 3500
03.09. | 20 | 3500
03.09. | 21 | 3500
03.09. | 22 | 3500
03.09. | 23 | 3500
03.09. | 24 | 3500
04.09. | 1 | 3500
04.09. | 2 | 3500
04.09. | 3 | 3500
04.09. | 4 | 3500
04.09. | 5 | 3500
04.09. | 6 | 3500
04.09. | 7 | 3500
04.09. | 8 | 3500
04.09. | 9 | 3500
04.09. | 10 | 3500
04.09. | 11 | 3500
04.09. | 12 | 3500
04.09. | 13 | 3500
04.09. | 14 | 3500
04.09. | 15 | 3500
04.09. | 16 | 3500
04.09. | 17 | 3500
04.09. | 18 | 3500
04.09. | 19 | 3500
04.09. | 20 | 3500
04.09. | 21 | 3500
04.09. | 22 | 3500
04.09. | 23 | 3500
04.09. | 24 | 3500
05.09. | 1 | 3500
05.09. | 2 | 3500
05.09. | 3 | 3500
05.09. | 4 | 3500
05.09. | 5 | 3500
05.09. | 6 | 3500
05.09. | 7 | 3500
05.09. | 8 | 3500
05.09. | 9 | 3500
05.09. | 10 | 3500
05.09. | 11 | 3500
05.09. | 12 | 3500
05.09. | 13 | 3500
05.09. | 14 | 3500
05.09. | 15 | 3500
05.09. | 16 | 3500
05.09. | 17 | 3500
05.09. | 18 | 3500
05.09. | 19 | 3500
05.09. | 20 | 3500
05.09. | 21 | 3500
05.09. | 22 | 3500
05.09. | 23 | 3500
05.09. | 24 | 3500
06.09. | 1 | 3500
06.09. | 2 | 3500
06.09. | 3 | 3500
06.09. | 4 | 3500
06.09. | 5 | 3500
06.09. | 6 | 3500
06.09. | 7 | 3500
06.09. | 8 | 3500
06.09. | 9 | 3500
06.09. | 10 | 3500
06.09. | 11 | 3500
06.09. | 12 | 3500
06.09. | 13 | 3500
06.09. | 14 | 3500
06.09. | 15 | 3500
06.09. | 16 | 3500
06.09. | 17 | 3500
06.09. | 18 | 3500
06.09. | 19 | 3500
06.09. | 20 | 3500
06.09. | 21 | 3500
06.09. | 22 | 3500
06.09. | 23 | 3500
06.09. | 24 | 3500
07.09. | 1 | 3500
07.09. | 2 | 3500
07.09. | 3 | 3500
07.09. | 4 | 3500
07.09. | 5 | 3500
07.09. | 6 | 3500
07.09. | 7 | 3500
07.09. | 8 | 3500
07.09. | 9 | 3500
07.09. | 10 | 3500
07.09. | 11 | 3500
07.09. | 12 | 3500
07.09. | 13 | 3500
07.09. | 14 | 3500
07.09. | 15 | 3500
07.09. | 16 | 3500
07.09. | 17 | 3500
07.09. | 18 | 3500
07.09. | 19 | 3500
07.09. | 20 | 3500
07.09. | 21 | 3500
07.09. | 22 | 3500
07.09. | 23 | 3500
07.09. | 24 | 3500
08.09. | 1 | 3500
08.09. | 2 | 3500
08.09. | 3 | 3500
08.09. | 4 | 3500
08.09. | 5 | 3500
08.09. | 6 | 3500
08.09. | 7 | 3500
08.09. | 8 | 3500
08.09. | 9 | 3500
08.09. | 10 | 3500
08.09. | 11 | 3500
08.09. | 12 | 3500
08.09. | 13 | 3500
08.09. | 14 | 3500
08.09. | 15 | 3500
08.09. | 16 | 3500
08.09. | 17 | 3500
08.09. | 18 | 3500
08.09. | 19 | 3500
08.09. | 20 | 3500
08.09. | 21 | 3500
08.09. | 22 | 3500
08.09. | 23 | 3500
08.09. | 24 | 3500
09.09. | 1 | 3500
09.09. | 2 | 3500
09.09. | 3 | 3500
09.09. | 4 | 3500
09.09. | 5 | 3500
09.09. | 6 | 3500
09.09. | 7 | 3500
09.09. | 8 | 3500
09.09. | 9 | 3500
09.09. | 10 | 3500
09.09. | 11 | 3500
09.09. | 12 | 3500
09.09. | 13 | 3500
09.09. | 14 | 3500
09.09. | 15 | 3500
09.09. | 16 | 3500
09.09. | 17 | 3500
09.09. | 18 | 3500
09.09. | 19 | 3500
09.09. | 20 | 3500
09.09. | 21 | 3500
09.09. | 22 | 3500
09.09. | 23 | 3500
09.09. | 24 | 3500
10.09. | 1 | 3500
10.09. | 2 | 3500
10.09. | 3 | 3500
10.09. | 4 | 3500
10.09. | 5 | 3500
10.09. | 6 | 3500
10.09. | 7 | 3500
10.09. | 8 | 3500
10.09. | 9 | 3500
10.09. | 10 | 3500
10.09. | 11 | 3500
10.09. | 12 | 3500
10.09. | 13 | 3500
10.09. | 14 | 3500
10.09. | 15 | 3500
10.09. | 16 | 3500
10.09. | 17 | 3500
10.09. | 18 | 3500
10.09. | 19 | 3500
10.09. | 20 | 3500
10.09. | 21 | 3500
10.09. | 22 | 3500
10.09. | 23 | 3500
10.09. | 24 | 3500
11.09. | 1 | 3500
11.09. | 2 | 3500
11.09. | 3 | 3500
11.09. | 4 | 3500
11.09. | 5 | 3500
11.09. | 6 | 3500
11.09. | 7 | 3500
11.09. | 8 | 3500
11.09. | 9 | 3500
11.09. | 10 | 3500
11.09. | 11 | 3500
11.09. | 12 | 3500
11.09. | 13 | 3500
11.09. | 14 | 3500
11.09. | 15 | 3500
11.09. | 16 | 3500
11.09. | 17 | 3500
11.09. | 18 | 3500
11.09. | 19 | 3500
11.09. | 20 | 3500
11.09. | 21 | 3500
11.09. | 22 | 3500
11.09. | 23 | 3500
11.09. | 24 | 3500
12.09. | 1 | 3500
12.09. | 2 | 3500
12.09. | 3 | 3500
12.09. | 4 | 3500
12.09. | 5 | 3500
12.09. | 6 | 3500
12.09. | 7 | 3500
12.09. | 8 | 3500
12.09. | 9 | 3500
12.09. | 10 | 3500
12.09. | 11 | 3500
12.09. | 12 | 3500
12.09. | 13 | 3500
12.09. | 14 | 3500
12.09. | 15 | 3500
12.09. | 16 | 3500
12.09. | 17 | 3500
12.09. | 18 | 3500
12.09. | 19 | 3500
12.09. | 20 | 3500
12.09. | 21 | 3500
12.09. | 22 | 3500
12.09. | 23 | 3500
12.09. | 24 | 3500
13.09. | 1 | 3500
13.09. | 2 | 3500
13.09. | 3 | 3500
13.09. | 4 | 3500
13.09. | 5 | 3500
13.09. | 6 | 3500
13.09. | 7 | 3500
13.09. | 8 | 3500
13.09. | 9 | 3500
13.09. | 10 | 3500
13.09. | 11 | 3500
13.09. | 12 | 3500
13.09. | 13 | 3500
13.09. | 14 | 3500
13.09. | 15 | 3500
13.09. | 16 | 3500
13.09. | 17 | 3500
13.09. | 18 | 3500
13.09. | 19 | 3500
13.09. | 20 | 3500
13.09. | 21 | 3500
13.09. | 22 | 3500
13.09. | 23 | 3500
13.09. | 24 | 3500
14.09. | 1 | 3500
14.09. | 2 | 3500
14.09. | 3 | 3500
14.09. | 4 | 3500
14.09. | 5 | 3500
14.09. | 6 | 3500
14.09. | 7 | 3500
14.09. | 8 | 3500
14.09. | 9 | 3500
14.09. | 10 | 3500
14.09. | 11 | 3500
14.09. | 12 | 3500
14.09. | 13 | 3500
14.09. | 14 | 3500
14.09. | 15 | 3500
14.09. | 16 | 3500
14.09. | 17 | 3500
14.09. | 18 | 3500
14.09. | 19 | 3500
14.09. | 20 | 3500
14.09. | 21 | 3500
14.09. | 22 | 3500
14.09. | 23 | 3500
14.09. | 24 | 3500
15.09. | 1 | 3500
15.09. | 2 | 3500
15.09. | 3 | 3500
15.09. | 4 | 3500
15.09. | 5 | 3500
15.09. | 6 | 3500
15.09. | 7 | 3500
15.09. | 8 | 3500
15.09. | 9 | 3500
15.09. | 10 | 3500
15.09. | 11 | 3500
15.09. | 12 | 3500
15.09. | 13 | 3500
15.09. | 14 | 3500
15.09. | 15 | 3500
15.09. | 16 | 3500
15.09. | 17 | 3500
15.09. | 18 | 3500
15.09. | 19 | 3500
15.09. | 20 | 3500
15.09. | 21 | 3500
15.09. | 22 | 3500
15.09. | 23 | 3500
15.09. | 24 | 3500
16.09. | 1 | 3500
16.09. | 2 | 3500
16.09. | 3 | 3500
16.09. | 4 | 3500
16.09. | 5 | 3500
16.09. | 6 | 3500
16.09. | 7 | 3500
16.09. | 8 | 3500
16.09. | 9 | 3500
16.09. | 10 | 3500
16.09. | 11 | 3500
16.09. | 12 | 3500
16.09. | 13 | 3500
16.09. | 14 | 3500
16.09. | 15 | 3500
16.09. | 16 | 3500
16.09. | 17 | 3500
16.09. | 18 | 3500
16.09. | 19 | 3500
16.09. | 20 | 3500
16.09. | 21 | 3500
16.09. | 22 | 3500
16.09. | 23 | 3500
16.09. | 24 | 3500
17.09. | 1 | 3500
17.09. | 2 | 3500
17.09. | 3 | 3500
17.09. | 4 | 3500
17.09. | 5 | 3500
17.09. | 6 | 3500
17.09. | 7 | 3500
17.09. | 8 | 3500
17.09. | 9 | 3500
17.09. | 10 | 3500
17.09. | 11 | 3500
17.09. | 12 | 3500
17.09. | 13 | 3500
17.09. | 14 | 3500
17.09. | 15 | 3500
17.09. | 16 | 3500
17.09. | 17 | 3500
17.09. | 18 | 3500
17.09. | 19 | 3500
17.09. | 20 | 3500
17.09. | 21 | 3500
17.09. | 22 | 3500
17.09. | 23 | 3500
17.09. | 24 | 3500
18.09. | 1 | 3500
18.09. | 2 | 3500
18.09. | 3 | 3500
18.09. | 4 | 3500
18.09. | 5 | 3500
18.09. | 6 | 3500
18.09. | 7 | 3500
18.09. | 8 | 3500
18.09. | 9 | 3500
18.09. | 10 | 3500
18.09. | 11 | 3500
18.09. | 12 | 3500
18.09. | 13 | 3500
18.09. | 14 | 3500
18.09. | 15 | 3500
18.09. | 16 | 3500
18.09. | 17 | 3500
18.09. | 18 | 3500
18.09. | 19 | 3500
18.09. | 20 | 3500
18.09. | 21 | 3500
18.09. | 22 | 3500
18.09. | 23 | 3500
18.09. | 24 | 3500
19.09. | 1 | 3500
19.09. | 2 | 3500
19.09. | 3 | 3500
19.09. | 4 | 3500
19.09. | 5 | 3500
19.09. | 6 | 3500
19.09. | 7 | 3500
19.09. | 8 | 3500
19.09. | 9 | 3500
19.09. | 10 | 3500
19.09. | 11 | 3500
19.09. | 12 | 3500
19.09. | 13 | 3500
19.09. | 14 | 3500
19.09. | 15 | 3500
19.09. | 16 | 3500
19.09. | 17 | 3500
19.09. | 18 | 3500
19.09. | 19 | 3500
19.09. | 20 | 3500
19.09. | 21 | 3500
19.09. | 22 | 3500
19.09. | 23 | 3500
19.09. | 24 | 3500
20.09. | 1 | 3500
20.09. | 2 | 3500
20.09. | 3 | 3500
20.09. | 4 | 3500
20.09. | 5 | 3500
20.09. | 6 | 3500
20.09. | 7 | 3500
20.09. | 8 | 3500
20.09. | 9 | 3500
20.09. | 10 | 3500
20.09. | 11 | 3500
20.09. | 12 | 3500
20.09. | 13 | 3500
20.09. | 14 | 3500
20.09. | 15 | 3500
20.09. | 16 | 3500
20.09. | 17 | 3500
20.09. | 18 | 3500
20.09. | 19 | 3500
20.09. | 20 | 3500
20.09. | 21 | 3500
20.09. | 22 | 3500
20.09. | 23 | 3500
20.09. | 24 | 3500
21.09. | 1 | 3500
21.09. | 2 | 3500
21.09. | 3 | 3500
21.09. | 4 | 3500
21.09. | 5 | 3500
21.09. | 6 | 3500
21.09. | 7 | 3500
21.09. | 8 | 3500
21.09. | 9 | 3500
21.09. | 10 | 3500
21.09. | 11 | 3500
21.09. | 12 | 3500
21.09. | 13 | 3500
21.09. | 14 | 3500
21.09. | 15 | 3500
21.09. | 16 | 3500
21.09. | 17 | 3500
21.09. | 18 | 3500
21.09. | 19 | 3500
21.09. | 20 | 3500
21.09. | 21 | 3500
21.09. | 22 | 3500
21.09. | 23 | 3500
21.09. | 24 | 3500
22.09. | 1 | 3500
22.09. | 2 | 3500
22.09. | 3 | 3500
22.09. | 4 | 3500
22.09. | 5 | 3500
22.09. | 6 | 3500
22.09. | 7 | 3500
22.09. | 8 | 3500
22.09. | 9 | 3500
22.09. | 10 | 3500
22.09. | 11 | 3500
22.09. | 12 | 3500
22.09. | 13 | 3500
22.09. | 14 | 3500
22.09. | 15 | 3500
22.09. | 16 | 3500
22.09. | 17 | 3500
22.09. | 18 | 3500
22.09. | 19 | 3500
22.09. | 20 | 3500
22.09. | 21 | 3500
22.09. | 22 | 3500
22.09. | 23 | 3500
22.09. | 24 | 3500
23.09. | 1 | 3500
23.09. | 2 | 3500
23.09. | 3 | 3500
23.09. | 4 | 3500
23.09. | 5 | 3500
23.09. | 6 | 3500
23.09. | 7 | 3500
23.09. | 8 | 3500
23.09. | 9 | 3500
23.09. | 10 | 3500
23.09. | 11 | 3500
23.09. | 12 | 3500
23.09. | 13 | 3500
23.09. | 14 | 3500
23.09. | 15 | 3500
23.09. | 16 | 3500
23.09. | 17 | 3500
23.09. | 18 | 3500
23.09. | 19 | 3500
23.09. | 20 | 3500
23.09. | 21 | 3500
23.09. | 22 | 3500
23.09. | 23 | 3500
23.09. | 24 | 3500
24.09. | 1 | 3500
24.09. | 2 | 3500
24.09. | 3 | 3500
24.09. | 4 | 3500
24.09. | 5 | 3500
24.09. | 6 | 3500
24.09. | 7 | 3500
24.09. | 8 | 3500
24.09. | 9 | 3500
24.09. | 10 | 3500
24.09. | 11 | 3500
24.09. | 12 | 3500
24.09. | 13 | 3500
24.09. | 14 | 3500
24.09. | 15 | 3500
24.09. | 16 | 3500
24.09. | 17 | 3500
24.09. | 18 | 3500
24.09. | 19 | 3500
24.09. | 20 | 3500
24.09. | 21 | 3500
24.09. | 22 | 3500
24.09. | 23 | 3500
24.09. | 24 | 3500
25.09. | 1 | 3500
25.09. | 2 | 3500
25.09. | 3 | 3500
25.09. | 4 | 3500
25.09. | 5 | 3500
25.09. | 6 | 3500
25.09. | 7 | 3500
25.09. | 8 | 3500
25.09. | 9 | 3500
25.09. | 10 | 3500
25.09. | 11 | 3500
25.09. | 12 | 3500
25.09. | 13 | 3500
25.09. | 14 | 3500
25.09. | 15 | 3500
25.09. | 16 | 3500
25.09. | 17 | 3500
25.09. | 18 | 3500
25.09. | 19 | 3500
25.09. | 20 | 3500
25.09. | 21 | 3500
25.09. | 22 | 3500
25.09. | 23 | 3500
25.09. | 24 | 3500
26.09. | 1 | 3500
26.09. | 2 | 3500
26.09. | 3 | 3500
26.09. | 4 | 3500
26.09. | 5 | 3500
26.09. | 6 | 3500
26.09. | 7 | 3500
26.09. | 8 | 3500
26.09. | 9 | 3500
26.09. | 10 | 3500
26.09. | 11 | 3500
26.09. | 12 | 3500
26.09. | 13 | 3500
26.09. | 14 | 3500
26.09. | 15 | 3500
26.09. | 16 | 3500
26.09. | 17 | 3500
26.09. | 18 | 3500
26.09. | 19 | 3500
26.09. | 20 | 3500
26.09. | 21 | 3500
26.09. | 22 | 3500
26.09. | 23 | 3500
26.09. | 24 | 3500
27.09. | 1 | 3500
27.09. | 2 | 3500
27.09. | 3 | 3500
27.09. | 4 | 3500
27.09. | 5 | 3500
27.09. | 6 | 3500
27.09. | 7 | 3500
27.09. | 8 | 3500
27.09. | 9 | 3500
27.09. | 10 | 3500
27.09. | 11 | 3500
27.09. | 12 | 3500
27.09. | 13 | 3500
27.09. | 14 | 3500
27.09. | 15 | 3500
27.09. | 16 | 3500
27.09. | 17 | 3500
27.09. | 18 | 3500
27.09. | 19 | 3500
27.09. | 20 | 3500
27.09. | 21 | 3500
27.09. | 22 | 3500
27.09. | 23 | 3500
27.09. | 24 | 3500
28.09. | 1 | 3500
28.09. | 2 | 3500
28.09. | 3 | 3500
28.09. | 4 | 3500
28.09. | 5 | 3500
28.09. | 6 | 3500
28.09. | 7 | 3500
28.09. | 8 | 3500
28.09. | 9 | 3500
28.09. | 10 | 3500
28.09. | 11 | 3500
28.09. | 12 | 3500
28.09. | 13 | 3500
28.09. | 14 | 3500
28.09. | 15 | 3500
28.09. | 16 | 3500
28.09. | 17 | 3500
28.09. | 18 | 3500
28.09. | 19 | 3500
28.09. | 20 | 3500
28.09. | 21 | 3500
28.09. | 22 | 3500
28.09. | 23 | 3500
28.09. | 24 | 3500
29.09. | 1 | 3500
29.09. | 2 | 3500
29.09. | 3 | 3500
29.09. | 4 | 3500
29.09. | 5 | 3500
29.09. | 6 | 3500
29.09. | 7 | 3500
29.09. | 8 | 3500
29.09. | 9 | 3500
29.09. | 10 | 3500
29.09. | 11 | 3500
29.09. | 12 | 3500
29.09. | 13 | 3500
29.09. | 14 | 3500
29.09. | 15 | 3500
29.09. | 16 | 3500
29.09. | 17 | 3500
29.09. | 18 | 3500
29.09. | 19 | 3500
29.09. | 20 | 3500
29.09. | 21 | 3500
29.09. | 22 | 3500
29.09. | 23 | 3500
29.09. | 24 | 3500
30.09. | 1 | 3500
30.09. | 2 | 3500
30.09. | 3 | 3500
30.09. | 4 | 3500
30.09. | 5 | 3500
30.09. | 6 | 3500
30.09. | 7 | 3500
30.09. | 8 | 3500
30.09. | 9 | 3500
30.09. | 10 | 3500
30.09. | 11 | 3500
30.09. | 12 | 3500
30.09. | 13 | 3500
30.09. | 14 | 3500
30.09. | 15 | 3500
30.09. | 16 | 3500
30.09. | 17 | 3500
30.09. | 18 | 3500
30.09. | 19 | 3500
30.09. | 20 | 3500
30.09. | 21 | 3500
30.09. | 22 | 3500
30.09. | 23 | 3500
30.09. | 24 | 3500
01.10. | 1 | 3500
01.10. | 2 | 3500
01.10. | 3 | 3500
01.10. | 4 | 3500
01.10. | 5 | 3500
01.10. | 6 | 3500
01.10. | 7 | 3500
01.10. | 8 | 3500
01.10. | 9 | 3500
01.10. | 10 | 3500
01.10. | 11 | 3500
01.10. | 12 | 3500
01.10. | 13 | 3500
01.10. | 14 | 3500
01.10. | 15 | 3500
01.10. | 16 | 3500
01.10. | 17 | 3500
01.10. | 18 | 3500
01.10. | 19 | 3500
01.10. | 20 | 3500
01.10. | 21 | 3500
01.10. | 22 | 3500
01.10. | 23 | 3500
01.10. | 24 | 3500
02.10. | 1 | 3500
02.10. | 2 | 3500
02.10. | 3 | 3500
02.10. | 4 | 3500
02.10. | 5 | 3500
02.10. | 6 | 3500
02.10. | 7 | 3500
02.10. | 8 | 3500
02.10. | 9 | 3500
02.10. | 10 | 3500
02.10. | 11 | 3500
02.10. | 12 | 3500
02.10. | 13 | 3500
02.10. | 14 | 3500
02.10. | 15 | 3500
02.10. | 16 | 3500
02.10. | 17 | 3500
02.10. | 18 | 3500
02.10. | 19 | 3500
02.10. | 20 | 3500
02.10. | 21 | 3500
02.10. | 22 | 3500
02.10. | 23 | 3500
02.10. | 24 | 3500
03.10. | 1 | 3500
03.10. | 2 | 3500
03.10. | 3 | 3500
03.10. | 4 | 3500
03.10. | 5 | 3500
03.10. | 6 | 3500
03.10. | 7 | 3500
03.10. | 8 | 3500
03.10. | 9 | 3500
03.10. | 10 | 3500
03.10. | 11 | 3500
03.10. | 12 | 3500
03.10. | 13 | 3500
03.10. | 14 | 3500
03.10. | 15 | 3500
03.10. | 16 | 3500
03.10. | 17 | 3500
03.10. | 18 | 3500
03.10. | 19 | 3500
03.10. | 20 | 3500
03.10. | 21 | 3500
03.10. | 22 | 3500
03.10. | 23 | 3500
03.10. | 24 | 3500
04.10. | 1 | 3500
04.10. | 2 | 3500
04.10. | 3 | 3500
04.10. | 4 | 3500
04.10. | 5 | 3500
04.10. | 6 | 3500
04.10. | 7 | 3500
04.10. | 8 | 3500
04.10. | 9 | 3500
04.10. | 10 | 3500
04.10. | 11 | 3500
04.10. | 12 | 3500
04.10. | 13 | 3500
04.10. | 14 | 3500
04.10. | 15 | 3500
04.10. | 16 | 3500
04.10. | 17 | 3500
04.10. | 18 | 3500
04.10. | 19 | 3500
04.10. | 20 | 3500
04.10. | 21 | 3500
04.10. | 22 | 3500
04.10. | 23 | 3500
04.10. | 24 | 3500
05.10. | 1 | 3500
05.10. | 2 | 3500
05.10. | 3 | 3500
05.10. | 4 | 3500
05.10. | 5 | 3500
05.10. | 6 | 3500
05.10. | 7 | 3500
05.10. | 8 | 3500
05.10. | 9 | 3500
05.10. | 10 | 3500
05.10. | 11 | 3500
05.10. | 12 | 3500
05.10. | 13 | 3500
05.10. | 14 | 3500
05.10. | 15 | 3500
05.10. | 16 | 3500
05.10. | 17 | 3500
05.10. | 18 | 3500
05.10. | 19 | 3500
05.10. | 20 | 3500
05.10. | 21 | 3500
05.10. | 22 | 3500
05.10. | 23 | 3500
05.10. | 24 | 3500
06.10. | 1 | 3500
06.10. | 2 | 3500
06.10. | 3 | 3500
06.10. | 4 | 3500
06.10. | 5 | 3500
06.10. | 6 | 3500
06.10. | 7 | 3500
06.10. | 8 | 3500
06.10. | 9 | 3500
06.10. | 10 | 3500
06.10. | 11 | 3500
06.10. | 12 | 3500
06.10. | 13 | 3500
06.10. | 14 | 3500
06.10. | 15 | 3500
06.10. | 16 | 3500
06.10. | 17 | 3500
06.10. | 18 | 3500
06.10. | 19 | 3500
06.10. | 20 | 3500
06.10. | 21 | 3500
06.10. | 22 | 3500
06.10. | 23 | 3500
06.10. | 24 | 3500
07.10. | 1 | 3500
07.10. | 2 | 3500
07.10. | 3 | 3500
07.10. | 4 | 3500
07.10. | 5 | 3500
07.10. | 6 | 3500
07.10. | 7 | 3500
07.10. | 8 | 3500
07.10. | 9 | 3500
07.10. | 10 | 3500
07.10. | 11 | 3500
07.10. | 12 | 3500
07.10. | 13 | 3500
07.10. | 14 | 3500
07.10. | 15 | 3500
07.10. | 16 | 3500
07.10. | 17 | 3500
07.10. | 18 | 3500
07.10. | 19 | 3500
07.10. | 20 | 3500
07.10. | 21 | 3500
07.10. | 22 | 3500
07.10. | 23 | 3500
07.10. | 24 | 3500
08.10. | 1 | 3500
08.10. | 2 | 3500
08.10. | 3 | 3500
08.10. | 4 | 3500
08.10. | 5 | 3500
08.10. | 6 | 3500
08.10. | 7 | 3500
08.10. | 8 | 3500
08.10. | 9 | 3500
08.10. | 10 | 3500
08.10. | 11 | 3500
08.10. | 12 | 3500
08.10. | 13 | 3500
08.10. | 14 | 3500
08.10. | 15 | 3500
08.10. | 16 | 3500
08.10. | 17 | 3500
08.10. | 18 | 3500
08.10. | 19 | 3500
08.10. | 20 | 3500
08.10. | 21 | 3500
08.10. | 22 | 3500
08.10. | 23 | 3500
08.10. | 24 | 3500
09.10. | 1 | 3500
09.10. | 2 | 3500
09.10. | 3 | 3500
09.10. | 4 | 3500
09.10. | 5 | 3500
09.10. | 6 | 3500
09.10. | 7 | 3500
09.10. | 8 | 3500
09.10. | 9 | 3500
09.10. | 10 | 3500
09.10. | 11 | 3500
09.10. | 12 | 3500
09.10. | 13 | 3500
09.10. | 14 | 3500
09.10. | 15 | 3500
09.10. | 16 | 3500
09.10. | 17 | 3500
09.10. | 18 | 3500
09.10. | 19 | 3500
09.10. | 20 | 3500
09.10. | 21 | 3500
09.10. | 22 | 3500
09.10. | 23 | 3500
09.10. | 24 | 3500
10.10. | 1 | 3500
10.10. | 2 | 3500
10.10. | 3 | 3500
10.10. | 4 | 3500
10.10. | 5 | 3500
10.10. | 6 | 3500
10.10. | 7 | 3500
10.10. | 8 | 3500
10.10. | 9 | 3500
10.10. | 10 | 3500
10.10. | 11 | 3500
10.10. | 12 | 3500
10.10. | 13 | 3500
10.10. | 14 | 3500
10.10. | 15 | 3500
10.10. | 16 | 3500
10.10. | 17 | 3500
10.10. | 18 | 3500
10.10. | 19 | 3500
10.10. | 20 | 3500
10.10. | 21 | 3500
10.10. | 22 | 3500
10.10. | 23 | 3500
10.10. | 24 | 3500
11.10. | 1 | 3500
11.10. | 2 | 3500
11.10. | 3 | 3500
11.10. | 4 | 3500
11.10. | 5 | 3500
11.10. | 6 | 3500
11.10. | 7 | 3500
11.10. | 8 | 3500
11.10. | 9 | 3500
11.10. | 10 | 3500
11.10. | 11 | 3500
11.10. | 12 | 3500
11.10. | 13 | 3500
11.10. | 14 | 3500
11.10. | 15 | 3500
11.10. | 16 | 3500
11.10. | 17 | 3500
11.10. | 18 | 3500
11.10. | 19 | 3500
11.10. | 20 | 3500
11.10. | 21 | 3500
11.10. | 22 | 3500
11.10. | 23 | 3500
11.10. | 24 | 3500
12.10. | 1 | 3500
12.10. | 2 | 3500
12.10. | 3 | 3500
12.10. | 4 | 3500
12.10. | 5 | 3500
12.10. | 6 | 3500
12.10. | 7 | 3500
12.10. | 8 | 3500
12.10. | 9 | 3500
12.10. | 10 | 3500
12.10. | 11 | 3500
12.10. | 12 | 3500
12.10. | 13 | 3500
12.10. | 14 | 3500
12.10. | 15 | 3500
12.10. | 16 | 3500
12.10. | 17 | 3500
12.10. | 18 | 3500
12.10. | 19 | 3500
12.10. | 20 | 3500
12.10. | 21 | 3500
12.10. | 22 | 3500
12.10. | 23 | 3500
12.10. | 24 | 3500
13.10. | 1 | 3500
13.10. | 2 | 3500
13.10. | 3 | 3500
13.10. | 4 | 3500
13.10. | 5 | 3500
13.10. | 6 | 3500
13.10. | 7 | 3500
13.10. | 8 | 3500
13.10. | 9 | 3500
13.10. | 10 | 3500
13.10. | 11 | 3500
13.10. | 12 | 3500
13.10. | 13 | 3500
13.10. | 14 | 3500
13.10. | 15 | 3500
13.10. | 16 | 3500
13.10. | 17 | 3500
13.10. | 18 | 3500
13.10. | 19 | 3500
13.10. | 20 | 3500
13.10. | 21 | 3500
13.10. | 22 | 3500
13.10. | 23 | 3500
13.10. | 24 | 3500
14.10. | 1 | 3500
14.10. | 2 | 3500
14.10. | 3 | 3500
14.10. | 4 | 3500
14.10. | 5 | 3500
14.10. | 6 | 3500
14.10. | 7 | 3500
14.10. | 8 | 3500
14.10. | 9 | 3500
14.10. | 10 | 3500
14.10. | 11 | 3500
14.10. | 12 | 3500
14.10. | 13 | 3500
14.10. | 14 | 3500
14.10. | 15 | 3500
14.10. | 16 | 3500
14.10. | 17 | 3500
14.10. | 18 | 3500
14.10. | 19 | 3500
14.10. | 20 | 3500
14.10. | 21 | 3500
14.10. | 22 | 3500
14.10. | 23 | 3500
14.10. | 24 | 3500
15.10. | 1 | 3500
15.10. | 2 | 3500
15.10. | 3 | 3500
15.10. | 4 | 3500
15.10. | 5 | 3500
15.10. | 6 | 3500
15.10. | 7 | 3500
15.10. | 8 | 3500
15.10. | 9 | 3500
15.10. | 10 | 3500
15.10. | 11 | 3500
15.10. | 12 | 3500
15.10. | 13 | 3500
15.10. | 14 | 3500
15.10. | 15 | 3500
15.10. | 16 | 3500
15.10. | 17 | 3500
15.10. | 18 | 3500
15.10. | 19 | 3500
15.10. | 20 | 3500
15.10. | 21 | 3500
15.10. | 22 | 3500
15.10. | 23 | 3500
15.10. | 24 | 3500
16.10. | 1 | 3500
16.10. | 2 | 3500
16.10. | 3 | 3500
16.10. | 4 | 3500
16.10. | 5 | 3500
16.10. | 6 | 3500
16.10. | 7 | 3500
16.10. | 8 | 3500
16.10. | 9 | 3500
16.10. | 10 | 3500
16.10. | 11 | 3500
16.10. | 12 | 3500
16.10. | 13 | 3500
16.10. | 14 | 3500
16.10. | 15 | 3500
16.10. | 16 | 3500
16.10. | 17 | 3500
16.10. | 18 | 3500
16.10. | 19 | 3500
16.10. | 20 | 3500
16.10. | 21 | 3500
16.10. | 22 | 3500
16.10. | 23 | 3500
16.10. | 24 | 3500
17.10. | 1 | 3500
17.10. | 2 | 3500
17.10. | 3 | 3500
17.10. | 4 | 3500
17.10. | 5 | 3500
17.10. | 6 | 3500
17.10. | 7 | 3500
17.10. | 8 | 3500
17.10. | 9 | 3500
17.10. | 10 | 3500
17.10. | 11 | 3500
17.10. | 12 | 3500
17.10. | 13 | 3500
17.10. | 14 | 3500
17.10. | 15 | 3500
17.10. | 16 | 3500
17.10. | 17 | 3500
17.10. | 18 | 3500
17.10. | 19 | 3500
17.10. | 20 | 3500
17.10. | 21 | 3500
17.10. | 22 | 3500
17.10. | 23 | 3500
17.10. | 24 | 3500
18.10. | 1 | 3500
18.10. | 2 | 3500
18.10. | 3 | 3500
18.10. | 4 | 3500
18.10. | 5 | 3500
18.10. | 6 | 3500
18.10. | 7 | 3500
18.10. | 8 | 3500
18.10. | 9 | 3500
18.10. | 10 | 3500
18.10. | 11 | 3500
18.10. | 12 | 3500
18.10. | 13 | 3500
18.10. | 14 | 3500
18.10. | 15 | 3500
18.10. | 16 | 3500
18.10. | 17 | 3500
18.10. | 18 | 3500
18.10. | 19 | 3500
18.10. | 20 | 3500
18.10. | 21 | 3500
18.10. | 22 | 3500
18.10. | 23 | 3500
18.10. | 24 | 3500
19.10. | 1 | 3500
19.10. | 2 | 3500
19.10. | 3 | 3500
19.10. | 4 | 3500
19.10. | 5 | 3500
19.10. | 6 | 3500
19.10. | 7 | 3500
19.10. | 8 | 3500
19.10. | 9 | 3500
19.10. | 10 | 3500
19.10. | 11 | 3500
19.10. | 12 | 3500
19.10. | 13 | 3500
19.10. | 14 | 3500
19.10. | 15 | 3500
19.10. | 16 | 3500
19.10. | 17 | 3500
19.10. | 18 | 3500
19.10. | 19 | 3500
19.10. | 20 | 3500
19.10. | 21 | 3500
19.10. | 22 | 3500
19.10. | 23 | 3500
19.10. | 24 | 3500
20.10. | 1 | 3500
20.10. | 2 | 3500
20.10. | 3 | 3500
20.10. | 4 | 3500
20.10. | 5 | 3500
20.10. | 6 | 3500
20.10. | 7 | 3500
20.10. | 8 | 3500
20.10. | 9 | 3500
20.10. | 10 | 3500
20.10. | 11 | 3500
20.10. | 12 | 3500
20.10. | 13 | 3500
20.10. | 14 | 3500
20.10. | 15 | 3500
20.10. | 16 | 3500
20.10. | 17 | 3500
20.10. | 18 | 3500
20.10. | 19 | 3500
20.10. | 20 | 3500
20.10. | 21 | 3500
20.10. | 22 | 3500
20.10. | 23 | 3500
20.10. | 24 | 3500
21.10. | 1 | 3500
21.10. | 2 | 3500
21.10. | 3 | 3500
21.10. | 4 | 3500
21.10. | 5 | 3500
21.10. | 6 | 3500
21.10. | 7 | 3500
21.10. | 8 | 3500
21.10. | 9 | 3500
21.10. | 10 | 3500
21.10. | 11 | 3500
21.10. | 12 | 3500
21.10. | 13 | 3500
21.10. | 14 | 3500
21.10. | 15 | 3500
21.10. | 16 | 3500
21.10. | 17 | 3500
21.10. | 18 | 3500
21.10. | 19 | 3500
21.10. | 20 | 3500
21.10. | 21 | 3500
21.10. | 22 | 3500
21.10. | 23 | 3500
21.10. | 24 | 3500
22.10. | 1 | 3500
22.10. | 2 | 3500
22.10. | 3 | 3500
22.10. | 4 | 3500
22.10. | 5 | 3500
22.10. | 6 | 3500
22.10. | 7 | 3500
22.10. | 8 | 3500
22.10. | 9 | 3500
22.10. | 10 | 3500
22.10. | 11 | 3500
22.10. | 12 | 3500
22.10. | 13 | 3500
22.10. | 14 | 3500
22.10. | 15 | 3500
22.10. | 16 | 3500
22.10. | 17 | 3500
22.10. | 18 | 3500
22.10. | 19 | 3500
22.10. | 20 | 3500
22.10. | 21 | 3500
22.10. | 22 | 3500
22.10. | 23 | 3500
22.10. | 24 | 3500
23.10. | 1 | 3500
23.10. | 2 | 3500
23.10. | 3 | 3500
23.10. | 4 | 3500
23.10. | 5 | 3500
23.10. | 6 | 3500
23.10. | 7 | 3500
23.10. | 8 | 3500
23.10. | 9 | 3500
23.10. | 10 | 3500
23.10. | 11 | 3500
23.10. | 12 | 3500
23.10. | 13 | 3500
23.10. | 14 | 3500
23.10. | 15 | 3500
23.10. | 16 | 3500
23.10. | 17 | 3500
23.10. | 18 | 3500
23.10. | 19 | 3500
23.10. | 20 | 3500
23.10. | 21 | 3500
23.10. | 22 | 3500
23.10. | 23 | 3500
23.10. | 24 | 3500
24.10. | 1 | 3500
24.10. | 2 | 3500
24.10. | 3 | 3500
24.10. | 4 | 3500
24.10. | 5 | 3500
24.10. | 6 | 3500
24.10. | 7 | 3500
24.10. | 8 | 3500
24.10. | 9 | 3500
24.10. | 10 | 3500
24.10. | 11 | 3500
24.10. | 12 | 3500
24.10. | 13 | 3500
24.10. | 14 | 3500
24.10. | 15 | 3500
24.10. | 16 | 3500
24.10. | 17 | 3500
24.10. | 18 | 3500
24.10. | 19 | 3500
24.10. | 20 | 3500
24.10. | 21 | 3500
24.10. | 22 | 3500
24.10. | 23 | 3500
24.10. | 24 | 3500
25.10. | 1 | 3500
25.10. | 2 | 3500
25.10. | 3 | 3500
25.10. | 4 | 3500
25.10. | 5 | 3500
25.10. | 6 | 3500
25.10. | 7 | 3500
25.10. | 8 | 3500
25.10. | 9 | 3500
25.10. | 10 | 3500
25.10. | 11 | 3500
25.10. | 12 | 3500
25.10. | 13 | 3500
25.10. | 14 | 3500
25.10. | 15 | 3500
25.10. | 16 | 3500
25.10. | 17 | 3500
25.10. | 18 | 3500
25.10. | 19 | 3500
25.10. | 20 | 3500
25.10. | 21 | 3500
25.10. | 22 | 3500
25.10. | 23 | 3500
25.10. | 24 | 3500
26.10. | 1 | 3500
26.10. | 2 | 3500
26.10. | 3 | 3500
26.10. | 4 | 3500
26.10. | 5 | 3500
26.10. | 6 | 3500
26.10. | 7 | 3500
26.10. | 8 | 3500
26.10. | 9 | 3500
26.10. | 10 | 3500
26.10. | 11 | 3500
26.10. | 12 | 3500
26.10. | 13 | 3500
26.10. | 14 | 3500
26.10. | 15 | 3500
26.10. | 16 | 3500
26.10. | 17 | 3500
26.10. | 18 | 3500
26.10. | 19 | 3500
26.10. | 20 | 3500
26.10. | 21 | 3500
26.10. | 22 | 3500
26.10. | 23 | 3500
26.10. | 24 | 3500
27.10. | 1 | 3500
27.10. | 2 | 3500
27.10. | 3 | 3500
27.10. | 4 | 3500
27.10. | 5 | 3500
27.10. | 6 | 3500
27.10. | 7 | 3500
27.10. | 8 | 3500
27.10. | 9 | 3500
27.10. | 10 | 3500
27.10. | 11 | 3500
27.10. | 12 | 3500
27.10. | 13 | 3500
27.10. | 14 | 3500
27.10. | 15 | 3500
27.10. | 16 | 3500
27.10. | 17 | 3500
27.10. | 18 | 3500
27.10. | 19 | 3500
27.10. | 20 | 3500
27.10. | 21 | 3500
27.10. | 22 | 3500
27.10. | 23 | 3500
27.10. | 24 | 3500
28.10. | 1 | 3500
28.10. | 2 | 3500
28.10. | 3 | 3500
28.10. | 4 | 3500
28.10. | 5 | 3500
28.10. | 6 | 3500
28.10. | 7 | 3500
28.10. | 8 | 3500
28.10. | 9 | 3500
28.10. | 10 | 3500
28.10. | 11 | 3500
28.10. | 12 | 3500
28.10. | 13 | 3500
28.10. | 14 | 3500
28.10. | 15 | 3500
28.10. | 16 | 3500
28.10. | 17 | 3500
28.10. | 18 | 3500
28.10. | 19 | 3500
28.10. | 20 | 3500
28.10. | 21 | 3500
28.10. | 22 | 3500
28.10. | 23 | 3500
28.10. | 24 | 3500
29.10. | 1 | 3500
29.10. | 2 | 3500
29.10. | 3 | 3500
29.10. | 4 | 3500
29.10. | 5 | 3500
29.10. | 6 | 3500
29.10. | 7 | 3500
29.10. | 8 | 3500
29.10. | 9 | 3500
29.10. | 10 | 3500
29.10. | 11 | 3500
29.10. | 12 | 3500
29.10. | 13 | 3500
29.10. | 14 | 3500
29.10. | 15 | 3500
29.10. | 16 | 3500
29.10. | 17 | 3500
29.10. | 18 | 3500
29.10. | 19 | 3500
29.10. | 20 | 3500
29.10. | 21 | 3500
29.10. | 22 | 3500
29.10. | 23 | 3500
29.10. | 24 | 3500
30.10. | 1 | 3500
30.10. | 2 | 3500
30.10. | 3 | 3500
30.10. | 4 | 3500
30.10. | 5 | 3500
30.10. | 6 | 3500
30.10. | 7 | 3500
30.10. | 8 | 3500
30.10. | 9 | 3500
30.10. | 10 | 3500
30.10. | 11 | 3500
30.10. | 12 | 3500
30.10. | 13 | 3500
30.10. | 14 | 3500
30.10. | 15 | 3500
30.10. | 16 | 3500
30.10. | 17 | 3500
30.10. | 18 | 3500
30.10. | 19 | 3500
30.10. | 20 | 3500
30.10. | 21 | 3500
30.10. | 22 | 3500
30.10. | 23 | 3500
30.10. | 24 | 3500
31.10. | 1 | 3500
31.10. | 2 | 3500
31.10. | 3 | 3500
31.10. | 4 | 3500
31.10. | 5 | 3500
31.10. | 6 | 3500
31.10. | 7 | 3500
31.10. | 8 | 3500
31.10. | 9 | 3500
31.10. | 10 | 3500
31.10. | 11 | 3500
31.10. | 12 | 3500
31.10. | 13 | 3500
31.10. | 14 | 3500
31.10. | 15 | 3500
31.10. | 16 | 3500
31.10. | 17 | 3500
31.10. | 18 | 3500
31.10. | 19 | 3500
31.10. | 20 | 3500
31.10. | 21 | 3500
31.10. | 22 | 3500
31.10. | 23 | 3500
31.10. | 24 | 3500
01.11. | 1 | 3500
01.11. | 2 | 3500
01.11. | 3 | 3500
01.11. | 4 | 3500
01.11. | 5 | 3500
01.11. | 6 | 3500
01.11. | 7 | 3500
01.11. | 8 | 3500
01.11. | 9 | 3500
01.11. | 10 | 3500
01.11. | 11 | 3500
01.11. | 12 | 3500
01.11. | 13 | 3500
01.11. | 14 | 3500
01.11. | 15 | 3500
01.11. | 16 | 3500
01.11. | 17 | 3500
01.11. | 18 | 3500
01.11. | 19 | 3500
01.11. | 20 | 3500
01.11. | 21 | 3500
01.11. | 22 | 3500
01.11. | 23 | 3500
01.11. | 24 | 3500
02.11. | 1 | 3500
02.11. | 2 | 3500
02.11. | 3 | 3500
02.11. | 4 | 3500
02.11. | 5 | 3500
02.11. | 6 | 3500
02.11. | 7 | 3500
02.11. | 8 | 3500
02.11. | 9 | 3500
02.11. | 10 | 3500
02.11. | 11 | 3500
02.11. | 12 | 3500
02.11. | 13 | 3500
02.11. | 14 | 3500
02.11. | 15 | 3500
02.11. | 16 | 3500
02.11. | 17 | 3500
02.11. | 18 | 3500
02.11. | 19 | 3500
02.11. | 20 | 3500
02.11. | 21 | 3500
02.11. | 22 | 3500
02.11. | 23 | 3500
02.11. | 24 | 3500
03.11. | 1 | 3500
03.11. | 2 | 3500
03.11. | 3 | 3500
03.11. | 4 | 3500
03.11. | 5 | 3500
03.11. | 6 | 3500
03.11. | 7 | 3500
03.11. | 8 | 3500
03.11. | 9 | 3500
03.11. | 10 | 3500
03.11. | 11 | 3500
03.11. | 12 | 3500
03.11. | 13 | 3500
03.11. | 14 | 3500
03.11. | 15 | 3500
03.11. | 16 | 3500
03.11. | 17 | 3500
03.11. | 18 | 3500
03.11. | 19 | 3500
03.11. | 20 | 3500
03.11. | 21 | 3500
03.11. | 22 | 3500
03.11. | 23 | 3500
03.11. | 24 | 3500
04.11. | 1 | 3500
04.11. | 2 | 3500
04.11. | 3 | 3500
04.11. | 4 | 3500
04.11. | 5 | 3500
04.11. | 6 | 3500
04.11. | 7 | 3500
04.11. | 8 | 3500
04.11. | 9 | 3500
04.11. | 10 | 3500
04.11. | 11 | 3500
04.11. | 12 | 3500
04.11. | 13 | 3500
04.11. | 14 | 3500
04.11. | 15 | 3500
04.11. | 16 | 3500
04.11. | 17 | 3500
04.11. | 18 | 3500
04.11. | 19 | 3500
04.11. | 20 | 3500
04.11. | 21 | 3500
04.11. | 22 | 3500
04.11. | 23 | 3500
04.11. | 24 | 3500
05.11. | 1 | 3500
05.11. | 2 | 3500
05.11. | 3 | 3500
05.11. | 4 | 3500
05.11. | 5 | 3500
05.11. | 6 | 3500
05.11. | 7 | 3500
05.11. | 8 | 3500
05.11. | 9 | 3500
05.11. | 10 | 3500
05.11. | 11 | 3500
05.11. | 12 | 3500
05.11. | 13 | 3500
05.11. | 14 | 3500
05.11. | 15 | 3500
05.11. | 16 | 3500
05.11. | 17 | 3500
05.11. | 18 | 3500
05.11. | 19 | 3500
05.11. | 20 | 3500
05.11. | 21 | 3500
05.11. | 22 | 3500
05.11. | 23 | 3500
05.11. | 24 | 3500
06.11. | 1 | 3500
06.11. | 2 | 3500
06.11. | 3 | 3500
06.11. | 4 | 3500
06.11. | 5 | 3500
06.11. | 6 | 3500
06.11. | 7 | 3500
06.11. | 8 | 3500
06.11. | 9 | 3500
06.11. | 10 | 3500
06.11. | 11 | 3500
06.11. | 12 | 3500
06.11. | 13 | 3500
06.11. | 14 | 3500
06.11. | 15 | 3500
06.11. | 16 | 3500
06.11. | 17 | 3500
06.11. | 18 | 3500
06.11. | 19 | 3500
06.11. | 20 | 3500
06.11. | 21 | 3500
06.11. | 22 | 3500
06.11. | 23 | 3500
06.11. | 24 | 3500
07.11. | 1 | 3500
07.11. | 2 | 3500
07.11. | 3 | 3500
07.11. | 4 | 3500
07.11. | 5 | 3500
07.11. | 6 | 3500
07.11. | 7 | 3500
07.11. | 8 | 3500
07.11. | 9 | 3500
07.11. | 10 | 3500
07.11. | 11 | 3500
07.11. | 12 | 3500
07.11. | 13 | 3500
07.11. | 14 | 3500
07.11. | 15 | 3500
07.11. | 16 | 3500
07.11. | 17 | 3500
07.11. | 18 | 3500
07.11. | 19 | 3500
07.11. | 20 | 3500
07.11. | 21 | 3500
07.11. | 22 | 3500
07.11. | 23 | 3500
07.11. | 24 | 3500
08.11. | 1 | 3500
08.11. | 2 | 3500
08.11. | 3 | 3500
08.11. | 4 | 3500
08.11. | 5 | 3500
08.11. | 6 | 3500
08.11. | 7 | 3500
08.11. | 8 | 3500
08.11. | 9 | 3500
08.11. | 10 | 3500
08.11. | 11 | 3500
08.11. | 12 | 3500
08.11. | 13 | 3500
08.11. | 14 | 3500
08.11. | 15 | 3500
08.11. | 16 | 3500
08.11. | 17 | 3500
08.11. | 18 | 3500
08.11. | 19 | 3500
08.11. | 20 | 3500
08.11. | 21 | 3500
08.11. | 22 | 3500
08.11. | 23 | 3500
08.11. | 24 | 3500
09.11. | 1 | 3500
09.11. | 2 | 3500
09.11. | 3 | 3500
09.11. | 4 | 3500
09.11. | 5 | 3500
09.11. | 6 | 3500
09.11. | 7 | 3500
09.11. | 8 | 3500
09.11. | 9 | 3500
09.11. | 10 | 3500
09.11. | 11 | 3500
09.11. | 12 | 3500
09.11. | 13 | 3500
09.11. | 14 | 3500
09.11. | 15 | 3500
09.11. | 16 | 3500
09.11. | 17 | 3500
09.11. | 18 | 3500
09.11. | 19 | 3500
09.11. | 20 | 3500
09.11. | 21 | 3500
09.11. | 22 | 3500
09.11. | 23 | 3500
09.11. | 24 | 3500
10.11. | 1 | 3500
10.11. | 2 | 3500
10.11. | 3 | 3500
10.11. | 4 | 3500
10.11. | 5 | 3500
10.11. | 6 | 3500
10.11. | 7 | 3500
10.11. | 8 | 3500
10.11. | 9 | 3500
10.11. | 10 | 3500
10.11. | 11 | 3500
10.11. | 12 | 3500
10.11. | 13 | 3500
10.11. | 14 | 3500
10.11. | 15 | 3500
10.11. | 16 | 3500
10.11. | 17 | 3500
10.11. | 18 | 3500
10.11. | 19 | 3500
10.11. | 20 | 3500
10.11. | 21 | 3500
10.11. | 22 | 3500
10.11. | 23 | 3500
10.11. | 24 | 3500
11.11. | 1 | 3500
11.11. | 2 | 3500
11.11. | 3 | 3500
11.11. | 4 | 3500
11.11. | 5 | 3500
11.11. | 6 | 3500
11.11. | 7 | 3500
11.11. | 8 | 3500
11.11. | 9 | 3500
11.11. | 10 | 3500
11.11. | 11 | 3500
11.11. | 12 | 3500
11.11. | 13 | 3500
11.11. | 14 | 3500
11.11. | 15 | 3500
11.11. | 16 | 3500
11.11. | 17 | 3500
11.11. | 18 | 3500
11.11. | 19 | 3500
11.11. | 20 | 3500
11.11. | 21 | 3500
11.11. | 22 | 3500
11.11. | 23 | 3500
11.11. | 24 | 3500
12.11. | 1 | 3500
12.11. | 2 | 3500
12.11. | 3 | 3500
12.11. | 4 | 3500
12.11. | 5 | 3500
12.11. | 6 | 3500
12.11. | 7 | 3500
12.11. | 8 | 3500
12.11. | 9 | 3500
12.11. | 10 | 3500
12.11. | 11 | 3500
12.11. | 12 | 3500
12.11. | 13 | 3500
12.11. | 14 | 3500
12.11. | 15 | 3500
12.11. | 16 | 3500
12.11. | 17 | 3500
12.11. | 18 | 3500
12.11. | 19 | 3500
12.11. | 20 | 3500
12.11. | 21 | 3500
12.11. | 22 | 3500
12.11. | 23 | 3500
12.11. | 24 | 3500
13.11. | 1 | 3500
13.11. | 2 | 3500
13.11. | 3 | 3500
13.11. | 4 | 3500
13.11. | 5 | 3500
13.11. | 6 | 3500
13.11. | 7 | 3500
13.11. | 8 | 3500
13.11. | 9 | 3500
13.11. | 10 | 3500
13.11. | 11 | 3500
13.11. | 12 | 3500
13.11. | 13 | 3500
13.11. | 14 | 3500
13.11. | 15 | 3500
13.11. | 16 | 3500
13.11. | 17 | 3500
13.11. | 18 | 3500
13.11. | 19 | 3500
13.11. | 20 | 3500
13.11. | 21 | 3500
13.11. | 22 | 3500
13.11. | 23 | 3500
13.11. | 24 | 3500
14.11. | 1 | 3500
14.11. | 2 | 3500
14.11. | 3 | 3500
14.11. | 4 | 3500
14.11. | 5 | 3500
14.11. | 6 | 3500
14.11. | 7 | 3500
14.11. | 8 | 3500
14.11. | 9 | 3500
14.11. | 10 | 3500
14.11. | 11 | 3500
14.11. | 12 | 3500
14.11. | 13 | 3500
14.11. | 14 | 3500
14.11. | 15 | 3500
14.11. | 16 | 3500
14.11. | 17 | 3500
14.11. | 18 | 3500
14.11. | 19 | 3500
14.11. | 20 | 3500
14.11. | 21 | 3500
14.11. | 22 | 3500
14.11. | 23 | 3500
14.11. | 24 | 3500
15.11. | 1 | 3500
15.11. | 2 | 3500
15.11. | 3 | 3500
15.11. | 4 | 3500
15.11. | 5 | 3500
15.11. | 6 | 3500
15.11. | 7 | 3500
15.11. | 8 | 3500
15.11. | 9 | 3500
15.11. | 10 | 3500
15.11. | 11 | 3500
15.11. | 12 | 3500
15.11. | 13 | 3500
15.11. | 14 | 3500
15.11. | 15 | 3500
15.11. | 16 | 3500
15.11. | 17 | 3500
15.11. | 18 | 3500
15.11. | 19 | 3500
15.11. | 20 | 3500
15.11. | 21 | 3500
15.11. | 22 | 3500
15.11. | 23 | 3500
15.11. | 24 | 3500
16.11. | 1 | 3500
16.11. | 2 | 3500
16.11. | 3 | 3500
16.11. | 4 | 3500
16.11. | 5 | 3500
16.11. | 6 | 3500
16.11. | 7 | 3500
16.11. | 8 | 3500
16.11. | 9 | 3500
16.11. | 10 | 3500
16.11. | 11 | 3500
16.11. | 12 | 3500
16.11. | 13 | 3500
16.11. | 14 | 3500
16.11. | 15 | 3500
16.11. | 16 | 3500
16.11. | 17 | 3500
16.11. | 18 | 3500
16.11. | 19 | 3500
16.11. | 20 | 3500
16.11. | 21 | 3500
16.11. | 22 | 3500
16.11. | 23 | 3500
16.11. | 24 | 3500
17.11. | 1 | 3500
17.11. | 2 | 3500
17.11. | 3 | 3500
17.11. | 4 | 3500
17.11. | 5 | 3500
17.11. | 6 | 3500
17.11. | 7 | 3500
17.11. | 8 | 3500
17.11. | 9 | 3500
17.11. | 10 | 3500
17.11. | 11 | 3500
17.11. | 12 | 3500
17.11. | 13 | 3500
17.11. | 14 | 3500
17.11. | 15 | 3500
17.11. | 16 | 3500
17.11. | 17 | 3500
17.11. | 18 | 3500
17.11. | 19 | 3500
17.11. | 20 | 3500
17.11. | 21 | 3500
17.11. | 22 | 3500
17.11. | 23 | 3500
17.11. | 24 | 3500
18.11. | 1 | 3500
18.11. | 2 | 3500
18.11. | 3 | 3500
18.11. | 4 | 3500
18.11. | 5 | 3500
18.11. | 6 | 3500
18.11. | 7 | 3500
18.11. | 8 | 3500
18.11. | 9 | 3500
18.11. | 10 | 3500
18.11. | 11 | 3500
18.11. | 12 | 3500
18.11. | 13 | 3500
18.11. | 14 | 3500
18.11. | 15 | 3500
18.11. | 16 | 3500
18.11. | 17 | 3500
18.11. | 18 | 3500
18.11. | 19 | 3500
18.11. | 20 | 3500
18.11. | 21 | 3500
18.11. | 22 | 3500
18.11. | 23 | 3500
18.11. | 24 | 3500
19.11. | 1 | 3500
19.11. | 2 | 3500
19.11. | 3 | 3500
19.11. | 4 | 3500
19.11. | 5 | 3500
19.11. | 6 | 3500
19.11. | 7 | 3500
19.11. | 8 | 3500
19.11. | 9 | 3500
19.11. | 10 | 3500
19.11. | 11 | 3500
19.11. | 12 | 3500
19.11. | 13 | 3500
19.11. | 14 | 3500
19.11. | 15 | 3500
19.11. | 16 | 3500
19.11. | 17 | 3500
19.11. | 18 | 3500
19.11. | 19 | 3500
19.11. | 20 | 3500
19.11. | 21 | 3500
19.11. | 22 | 3500
19.11. | 23 | 3500
19.11. | 24 | 3500
20.11. | 1 | 3500
20.11. | 2 | 3500
20.11. | 3 | 3500
20.11. | 4 | 3500
20.11. | 5 | 3500
20.11. | 6 | 3500
20.11. | 7 | 3500
20.11. | 8 | 3500
20.11. | 9 | 3500
20.11. | 10 | 3500
20.11. | 11 | 3500
20.11. | 12 | 3500
20.11. | 13 | 3500
20.11. | 14 | 3500
20.11. | 15 | 3500
20.11. | 16 | 3500
20.11. | 17 | 3500
20.11. | 18 | 3500
20.11. | 19 | 3500
20.11. | 20 | 3500
20.11. | 21 | 3500
20.11. | 22 | 3500
20.11. | 23 | 3500
20.11. | 24 | 3500
21.11. | 1 | 3500
21.11. | 2 | 3500
21.11. | 3 | 3500
21.11. | 4 | 3500
21.11. | 5 | 3500
21.11. | 6 | 3500
21.11. | 7 | 3500
21.11. | 8 | 3500
21.11. | 9 | 3500
21.11. | 10 | 3500
21.11. | 11 | 3500
21.11. | 12 | 3500
21.11. | 13 | 3500
21.11. | 14 | 3500
21.11. | 15 | 3500
21.11. | 16 | 3500
21.11. | 17 | 3500
21.11. | 18 | 3500
21.11. | 19 | 3500
21.11. | 20 | 3500
21.11. | 21 | 3500
21.11. | 22 | 3500
21.11. | 23 | 3500
21.11. | 24 | 3500
22.11. | 1 | 3500
22.11. | 2 | 3500
22.11. | 3 | 3500
22.11. | 4 | 3500
22.11. | 5 | 3500
22.11. | 6 | 3500
22.11. | 7 | 3500
22.11. | 8 | 3500
22.11. | 9 | 3500
22.11. | 10 | 3500
22.11. | 11 | 3500
22.11. | 12 | 3500
22.11. | 13 | 3500
22.11. | 14 | 3500
22.11. | 15 | 3500
22.11. | 16 | 3500
22.11. | 17 | 3500
22.11. | 18 | 3500
22.11. | 19 | 3500
22.11. | 20 | 3500
22.11. | 21 | 3500
22.11. | 22 | 3500
22.11. | 23 | 3500
22.11. | 24 | 3500
23.11. | 1 | 3500
23.11. | 2 | 3500
23.11. | 3 | 3500
23.11. | 4 | 3500
23.11. | 5 | 3500
23.11. | 6 | 3500
23.11. | 7 | 3500
23.11. | 8 | 3500
23.11. | 9 | 3500
23.11. | 10 | 3500
23.11. | 11 | 3500
23.11. | 12 | 3500
23.11. | 13 | 3500
23.11. | 14 | 3500
23.11. | 15 | 3500
23.11. | 16 | 3500
23.11. | 17 | 3500
23.11. | 18 | 3500
23.11. | 19 | 3500
23.11. | 20 | 3500
23.11. | 21 | 3500
23.11. | 22 | 3500
23.11. | 23 | 3500
23.11. | 24 | 3500
24.11. | 1 | 3500
24.11. | 2 | 3500
24.11. | 3 | 3500
24.11. | 4 | 3500
24.11. | 5 | 3500
24.11. | 6 | 3500
24.11. | 7 | 3500
24.11. | 8 | 3500
24.11. | 9 | 3500
24.11. | 10 | 3500
24.11. | 11 | 3500
24.11. | 12 | 3500
24.11. | 13 | 3500
24.11. | 14 | 3500
24.11. | 15 | 3500
24.11. | 16 | 3500
24.11. | 17 | 3500
24.11. | 18 | 3500
24.11. | 19 | 3500
24.11. | 20 | 3500
24.11. | 21 | 3500
24.11. | 22 | 3500
24.11. | 23 | 3500
24.11. | 24 | 3500
25.11. | 1 | 3500
25.11. | 2 | 3500
25.11. | 3 | 3500
25.11. | 4 | 3500
25.11. | 5 | 3500
25.11. | 6 | 3500
25.11. | 7 | 3500
25.11. | 8 | 3500
25.11. | 9 | 3500
25.11. | 10 | 3500
25.11. | 11 | 3500
25.11. | 12 | 3500
25.11. | 13 | 3500
25.11. | 14 | 3500
25.11. | 15 | 3500
25.11. | 16 | 3500
25.11. | 17 | 3500
25.11. | 18 | 3500
25.11. | 19 | 3500
25.11. | 20 | 3500
25.11. | 21 | 3500
25.11. | 22 | 3500
25.11. | 23 | 3500
25.11. | 24 | 3500
26.11. | 1 | 3500
26.11. | 2 | 3500
26.11. | 3 | 3500
26.11. | 4 | 3500
26.11. | 5 | 3500
26.11. | 6 | 3500
26.11. | 7 | 3500
26.11. | 8 | 3500
26.11. | 9 | 3500
26.11. | 10 | 3500
26.11. | 11 | 3500
26.11. | 12 | 3500
26.11. | 13 | 3500
26.11. | 14 | 3500
26.11. | 15 | 3500
26.11. | 16 | 3500
26.11. | 17 | 3500
26.11. | 18 | 3500
26.11. | 19 | 3500
26.11. | 20 | 3500
26.11. | 21 | 3500
26.11. | 22 | 3500
26.11. | 23 | 3500
26.11. | 24 | 3500
27.11. | 1 | 3500
27.11. | 2 | 3500
27.11. | 3 | 3500
27.11. | 4 | 3500
27.11. | 5 | 3500
27.11. | 6 | 3500
27.11. | 7 | 3500
27.11. | 8 | 3500
27.11. | 9 | 3500
27.11. | 10 | 3500
27.11. | 11 | 3500
27.11. | 12 | 3500
27.11. | 13 | 3500
27.11. | 14 | 3500
27.11. | 15 | 3500
27.11. | 16 | 3500
27.11. | 17 | 3500
27.11. | 18 | 3500
27.11. | 19 | 3500
27.11. | 20 | 3500
27.11. | 21 | 3500
27.11. | 22 | 3500
27.11. | 23 | 3500
27.11. | 24 | 3500
28.11. | 1 | 3500
28.11. | 2 | 3500
28.11. | 3 | 3500
28.11. | 4 | 3500
28.11. | 5 | 3500
28.11. | 6 | 3500
28.11. | 7 | 3500
28.11. | 8 | 3500
28.11. | 9 | 3500
28.11. | 10 | 3500
28.11. | 11 | 3500
28.11. | 12 | 3500
28.11. | 13 | 3500
28.11. | 14 | 3500
28.11. | 15 | 3500
28.11. | 16 | 3500
28.11. | 17 | 3500
28.11. | 18 | 3500
28.11. | 19 | 3500
28.11. | 20 | 3500
28.11. | 21 | 3500
28.11. | 22 | 3500
28.11. | 23 | 3500
28.11. | 24 | 3500
29.11. | 1 | 3500
29.11. | 2 | 3500
29.11. | 3 | 3500
29.11. | 4 | 3500
29.11. | 5 | 3500
29.11. | 6 | 3500
29.11. | 7 | 3500
29.11. | 8 | 3500
29.11. | 9 | 3500
29.11. | 10 | 3500
29.11. | 11 | 3500
29.11. | 12 | 3500
29.11. | 13 | 3500
29.11. | 14 | 3500
29.11. | 15 | 3500
29.11. | 16 | 3500
29.11. | 17 | 3500
29.11. | 18 | 3500
29.11. | 19 | 3500
29.11. | 20 | 3500
29.11. | 21 | 3500
29.11. | 22 | 3500
29.11. | 23 | 3500
29.11. | 24 | 3500
30.11. | 1 | 3500
30.11. | 2 | 3500
30.11. | 3 | 3500
30.11. | 4 | 3500
30.11. | 5 | 3500
30.11. | 6 | 3500
30.11. | 7 | 3500
30.11. | 8 | 3500
30.11. | 9 | 3500
30.11. | 10 | 3500
30.11. | 11 | 3500
30.11. | 12 | 3500
30.11. | 13 | 3500
30.11. | 14 | 3500
30.11. | 15 | 3500
30.11. | 16 | 3500
30.11. | 17 | 3500
30.11. | 18 | 3500
30.11. | 19 | 3500
30.11. | 20 | 3500
30.11. | 21 | 3500
30.11. | 22 | 3500
30.11. | 23 | 3500
30.11. | 24 | 3500
01.12. | 1 | 3500
01.12. | 2 | 3500
01.12. | 3 | 3500
01.12. | 4 | 3500
01.12. | 5 | 3500
01.12. | 6 | 3500
01.12. | 7 | 3500
01.12. | 8 | 3500
01.12. | 9 | 3500
01.12. | 10 | 3500
01.12. | 11 | 3500
01.12. | 12 | 3500
01.12. | 13 | 3500
01.12. | 14 | 3500
01.12. | 15 | 3500
01.12. | 16 | 3500
01.12. | 17 | 3500
01.12. | 18 | 3500
01.12. | 19 | 3500
01.12. | 20 | 3500
01.12. | 21 | 3500
01.12. | 22 | 3500
01.12. | 23 | 3500
01.12. | 24 | 3500
02.12. | 1 | 3500
02.12. | 2 | 3500
02.12. | 3 | 3500
02.12. | 4 | 3500
02.12. | 5 | 3500
02.12. | 6 | 3500
02.12. | 7 | 3500
02.12. | 8 | 3500
02.12. | 9 | 3500
02.12. | 10 | 3500
02.12. | 11 | 3500
02.12. | 12 | 3500
02.12. | 13 | 3500
02.12. | 14 | 3500
02.12. | 15 | 3500
02.12. | 16 | 3500
02.12. | 17 | 3500
02.12. | 18 | 3500
02.12. | 19 | 3500
02.12. | 20 | 3500
02.12. | 21 | 3500
02.12. | 22 | 3500
02.12. | 23 | 3500
02.12. | 24 | 3500
03.12. | 1 | 3500
03.12. | 2 | 3500
03.12. | 3 | 3500
03.12. | 4 | 3500
03.12. | 5 | 3500
03.12. | 6 | 3500
03.12. | 7 | 3500
03.12. | 8 | 3500
03.12. | 9 | 3500
03.12. | 10 | 3500
03.12. | 11 | 3500
03.12. | 12 | 3500
03.12. | 13 | 3500
03.12. | 14 | 3500
03.12. | 15 | 3500
03.12. | 16 | 3500
03.12. | 17 | 3500
03.12. | 18 | 3500
03.12. | 19 | 3500
03.12. | 20 | 3500
03.12. | 21 | 3500
03.12. | 22 | 3500
03.12. | 23 | 3500
03.12. | 24 | 3500
04.12. | 1 | 3500
04.12. | 2 | 3500
04.12. | 3 | 3500
04.12. | 4 | 3500
04.12. | 5 | 3500
04.12. | 6 | 3500
04.12. | 7 | 3500
04.12. | 8 | 3500
04.12. | 9 | 3500
04.12. | 10 | 3500
04.12. | 11 | 3500
04.12. | 12 | 3500
04.12. | 13 | 3500
04.12. | 14 | 3500
04.12. | 15 | 3500
04.12. | 16 | 3500
04.12. | 17 | 3500
04.12. | 18 | 3500
04.12. | 19 | 3500
04.12. | 20 | 3500
04.12. | 21 | 3500
04.12. | 22 | 3500
04.12. | 23 | 3500
04.12. | 24 | 3500
05.12. | 1 | 3500
05.12. | 2 | 3500
05.12. | 3 | 3500
05.12. | 4 | 3500
05.12. | 5 | 3500
05.12. | 6 | 3500
05.12. | 7 | 3500
05.12. | 8 | 3500
05.12. | 9 | 3500
05.12. | 10 | 3500
05.12. | 11 | 3500
05.12. | 12 | 3500
05.12. | 13 | 3500
05.12. | 14 | 3500
05.12. | 15 | 3500
05.12. | 16 | 3500
05.12. | 17 | 3500
05.12. | 18 | 3500
05.12. | 19 | 3500
05.12. | 20 | 3500
05.12. | 21 | 3500
05.12. | 22 | 3500
05.12. | 23 | 3500
05.12. | 24 | 3500
06.12. | 1 | 3500
06.12. | 2 | 3500
06.12. | 3 | 3500
06.12. | 4 | 3500
06.12. | 5 | 3500
06.12. | 6 | 3500
06.12. | 7 | 3500
06.12. | 8 | 3500
06.12. | 9 | 3500
06.12. | 10 | 3500
06.12. | 11 | 3500
06.12. | 12 | 3500
06.12. | 13 | 3500
06.12. | 14 | 3500
06.12. | 15 | 3500
06.12. | 16 | 3500
06.12. | 17 | 3500
06.12. | 18 | 3500
06.12. | 19 | 3500
06.12. | 20 | 3500
06.12. | 21 | 3500
06.12. | 22 | 3500
06.12. | 23 | 3500
06.12. | 24 | 3500
07.12. | 1 | 3500
07.12. | 2 | 3500
07.12. | 3 | 3500
07.12. | 4 | 3500
07.12. | 5 | 3500
07.12. | 6 | 3500
07.12. | 7 | 3500
07.12. | 8 | 3500
07.12. | 9 | 3500
07.12. | 10 | 3500
07.12. | 11 | 3500
07.12. | 12 | 3500
07.12. | 13 | 3500
07.12. | 14 | 3500
07.12. | 15 | 3500
07.12. | 16 | 3500
07.12. | 17 | 3500
07.12. | 18 | 3500
07.12. | 19 | 3500
07.12. | 20 | 3500
07.12. | 21 | 3500
07.12. | 22 | 3500
07.12. | 23 | 3500
07.12. | 24 | 3500
08.12. | 1 | 3500
08.12. | 2 | 3500
08.12. | 3 | 3500
08.12. | 4 | 3500
08.12. | 5 | 3500
08.12. | 6 | 3500
08.12. | 7 | 3500
08.12. | 8 | 3500
08.12. | 9 | 3500
08.12. | 10 | 3500
08.12. | 11 | 3500
08.12. | 12 | 3500
08.12. | 13 | 3500
08.12. | 14 | 3500
08.12. | 15 | 3500
08.12. | 16 | 3500
08.12. | 17 | 3500
08.12. | 18 | 3500
08.12. | 19 | 3500
08.12. | 20 | 3500
08.12. | 21 | 3500
08.12. | 22 | 3500
08.12. | 23 | 3500
08.12. | 24 | 3500
09.12. | 1 | 3500
09.12. | 2 | 3500
09.12. | 3 | 3500
09.12. | 4 | 3500
09.12. | 5 | 3500
09.12. | 6 | 3500
09.12. | 7 | 3500
09.12. | 8 | 3500
09.12. | 9 | 3500
09.12. | 10 | 3500
09.12. | 11 | 3500
09.12. | 12 | 3500
09.12. | 13 | 3500
09.12. | 14 | 3500
09.12. | 15 | 3500
09.12. | 16 | 3500
09.12. | 17 | 3500
09.12. | 18 | 3500
09.12. | 19 | 3500
09.12. | 20 | 3500
09.12. | 21 | 3500
09.12. | 22 | 3500
09.12. | 23 | 3500
09.12. | 24 | 3500
10.12. | 1 | 3500
10.12. | 2 | 3500
10.12. | 3 | 3500
10.12. | 4 | 3500
10.12. | 5 | 3500
10.12. | 6 | 3500
10.12. | 7 | 3500
10.12. | 8 | 3500
10.12. | 9 | 3500
10.12. | 10 | 3500
10.12. | 11 | 3500
10.12. | 12 | 3500
10.12. | 13 | 3500
10.12. | 14 | 3500
10.12. | 15 | 3500
10.12. | 16 | 3500
10.12. | 17 | 3500
10.12. | 18 | 3500
10.12. | 19 | 3500
10.12. | 20 | 3500
10.12. | 21 | 3500
10.12. | 22 | 3500
10.12. | 23 | 3500
10.12. | 24 | 3500
11.12. | 1 | 3500
11.12. | 2 | 3500
11.12. | 3 | 3500
11.12. | 4 | 3500
11.12. | 5 | 3500
11.12. | 6 | 3500
11.12. | 7 | 3500
11.12. | 8 | 3500
11.12. | 9 | 3500
11.12. | 10 | 3500
11.12. | 11 | 3500
11.12. | 12 | 3500
11.12. | 13 | 3500
11.12. | 14 | 3500
11.12. | 15 | 3500
11.12. | 16 | 3500
11.12. | 17 | 3500
11.12. | 18 | 3500
11.12. | 19 | 3500
11.12. | 20 | 3500
11.12. | 21 | 3500
11.12. | 22 | 3500
11.12. | 23 | 3500
11.12. | 24 | 3500
12.12. | 1 | 3500
12.12. | 2 | 3500
12.12. | 3 | 3500
12.12. | 4 | 3500
12.12. | 5 | 3500
12.12. | 6 | 3500
12.12. | 7 | 3500
12.12. | 8 | 3500
12.12. | 9 | 3500
12.12. | 10 | 3500
12.12. | 11 | 3500
12.12. | 12 | 3500
12.12. | 13 | 3500
12.12. | 14 | 3500
12.12. | 15 | 3500
12.12. | 16 | 3500
12.12. | 17 | 3500
12.12. | 18 | 3500
12.12. | 19 | 3500
12.12. | 20 | 3500
12.12. | 21 | 3500
12.12. | 22 | 3500
12.12. | 23 | 3500
12.12. | 24 | 3500
13.12. | 1 | 3500
13.12. | 2 | 3500
13.12. | 3 | 3500
13.12. | 4 | 3500
13.12. | 5 | 3500
13.12. | 6 | 3500
13.12. | 7 | 3500
13.12. | 8 | 3500
13.12. | 9 | 3500
13.12. | 10 | 3500
13.12. | 11 | 3500
13.12. | 12 | 3500
13.12. | 13 | 3500
13.12. | 14 | 3500
13.12. | 15 | 3500
13.12. | 16 | 3500
13.12. | 17 | 3500
13.12. | 18 | 3500
13.12. | 19 | 3500
13.12. | 20 | 3500
13.12. | 21 | 3500
13.12. | 22 | 3500
13.12. | 23 | 3500
13.12. | 24 | 3500
14.12. | 1 | 3500
14.12. | 2 | 3500
14.12. | 3 | 3500
14.12. | 4 | 3500
14.12. | 5 | 3500
14.12. | 6 | 3500
14.12. | 7 | 3500
14.12. | 8 | 3500
14.12. | 9 | 3500
14.12. | 10 | 3500
14.12. | 11 | 3500
14.12. | 12 | 3500
14.12. | 13 | 3500
14.12. | 14 | 3500
14.12. | 15 | 3500
14.12. | 16 | 3500
14.12. | 17 | 3500
14.12. | 18 | 3500
14.12. | 19 | 3500
14.12. | 20 | 3500
14.12. | 21 | 3500
14.12. | 22 | 3500
14.12. | 23 | 3500
14.12. | 24 | 3500
15.12. | 1 | 3500
15.12. | 2 | 3500
15.12. | 3 | 3500
15.12. | 4 | 3500
15.12. | 5 | 3500
15.12. | 6 | 3500
15.12. | 7 | 3500
15.12. | 8 | 3500
15.12. | 9 | 3500
15.12. | 10 | 3500
15.12. | 11 | 3500
15.12. | 12 | 3500
15.12. | 13 | 3500
15.12. | 14 | 3500
15.12. | 15 | 3500
15.12. | 16 | 3500
15.12. | 17 | 3500
15.12. | 18 | 3500
15.12. | 19 | 3500
15.12. | 20 | 3500
15.12. | 21 | 3500
15.12. | 22 | 3500
15.12. | 23 | 3500
15.12. | 24 | 3500
16.12. | 1 | 3500
16.12. | 2 | 3500
16.12. | 3 | 3500
16.12. | 4 | 3500
16.12. | 5 | 3500
16.12. | 6 | 3500
16.12. | 7 | 3500
16.12. | 8 | 3500
16.12. | 9 | 3500
16.12. | 10 | 3500
16.12. | 11 | 3500
16.12. | 12 | 3500
16.12. | 13 | 3500
16.12. | 14 | 3500
16.12. | 15 | 3500
16.12. | 16 | 3500
16.12. | 17 | 3500
16.12. | 18 | 3500
16.12. | 19 | 3500
16.12. | 20 | 3500
16.12. | 21 | 3500
16.12. | 22 | 3500
16.12. | 23 | 3500
16.12. | 24 | 3500
17.12. | 1 | 3500
17.12. | 2 | 3500
17.12. | 3 | 3500
17.12. | 4 | 3500
17.12. | 5 | 3500
17.12. | 6 | 3500
17.12. | 7 | 3500
17.12. | 8 | 3500
17.12. | 9 | 3500
17.12. | 10 | 3500
17.12. | 11 | 3500
17.12. | 12 | 3500
17.12. | 13 | 3500
17.12. | 14 | 3500
17.12. | 15 | 3500
17.12. | 16 | 3500
17.12. | 17 | 3500
17.12. | 18 | 3500
17.12. | 19 | 3500
17.12. | 20 | 3500
17.12. | 21 | 3500
17.12. | 22 | 3500
17.12. | 23 | 3500
17.12. | 24 | 3500
18.12. | 1 | 3500
18.12. | 2 | 3500
18.12. | 3 | 3500
18.12. | 4 | 3500
18.12. | 5 | 3500
18.12. | 6 | 3500
18.12. | 7 | 3500
18.12. | 8 | 3500
18.12. | 9 | 3500
18.12. | 10 | 3500
18.12. | 11 | 3500
18.12. | 12 | 3500
18.12. | 13 | 3500
18.12. | 14 | 3500
18.12. | 15 | 3500
18.12. | 16 | 3500
18.12. | 17 | 3500
18.12. | 18 | 3500
18.12. | 19 | 3500
18.12. | 20 | 3500
18.12. | 21 | 3500
18.12. | 22 | 3500
18.12. | 23 | 3500
18.12. | 24 | 3500
19.12. | 1 | 3500
19.12. | 2 | 3500
19.12. | 3 | 3500
19.12. | 4 | 3500
19.12. | 5 | 3500
19.12. | 6 | 3500
19.12. | 7 | 3500
19.12. | 8 | 3500
19.12. | 9 | 3500
19.12. | 10 | 3500
19.12. | 11 | 3500
19.12. | 12 | 3500
19.12. | 13 | 3500
19.12. | 14 | 3500
19.12. | 15 | 3500
19.12. | 16 | 3500
19.12. | 17 | 3500
19.12. | 18 | 3500
19.12. | 19 | 3500
19.12. | 20 | 3500
19.12. | 21 | 3500
19.12. | 22 | 3500
19.12. | 23 | 3500
19.12. | 24 | 3500
20.12. | 1 | 3500
20.12. | 2 | 3500
20.12. | 3 | 3500
20.12. | 4 | 3500
20.12. | 5 | 3500
20.12. | 6 | 3500
20.12. | 7 | 3500
20.12. | 8 | 3500
20.12. | 9 | 3500
20.12. | 10 | 3500
20.12. | 11 | 3500
20.12. | 12 | 3500
20.12. | 13 | 3500
20.12. | 14 | 3500
20.12. | 15 | 3500
20.12. | 16 | 3500
20.12. | 17 | 3500
20.12. | 18 | 3500
20.12. | 19 | 3500
20.12. | 20 | 3500
20.12. | 21 | 3500
20.12. | 22 | 3500
20.12. | 23 | 3500
20.12. | 24 | 3500
21.12. | 1 | 3500
21.12. | 2 | 3500
21.12. | 3 | 3500
21.12. | 4 | 3500
21.12. | 5 | 3500
21.12. | 6 | 3500
21.12. | 7 | 3500
21.12. | 8 | 3500
21.12. | 9 | 3500
21.12. | 10 | 3500
21.12. | 11 | 3500
21.12. | 12 | 3500
21.12. | 13 | 3500
21.12. | 14 | 3500
21.12. | 15 | 3500
21.12. | 16 | 3500
21.12. | 17 | 3500
21.12. | 18 | 3500
21.12. | 19 | 3500
21.12. | 20 | 3500
21.12. | 21 | 3500
21.12. | 22 | 3500
21.12. | 23 | 3500
21.12. | 24 | 3500
22.12. | 1 | 3500
22.12. | 2 | 3500
22.12. | 3 | 3500
22.12. | 4 | 3500
22.12. | 5 | 3500
22.12. | 6 | 3500
22.12. | 7 | 3500
22.12. | 8 | 3500
22.12. | 9 | 3500
22.12. | 10 | 3500
22.12. | 11 | 3500
22.12. | 12 | 3500
22.12. | 13 | 3500
22.12. | 14 | 3500
22.12. | 15 | 3500
22.12. | 16 | 3500
22.12. | 17 | 3500
22.12. | 18 | 3500
22.12. | 19 | 3500
22.12. | 20 | 3500
22.12. | 21 | 3500
22.12. | 22 | 3500
22.12. | 23 | 3500
22.12. | 24 | 3500
23.12. | 1 | 3500
23.12. | 2 | 3500
23.12. | 3 | 3500
23.12. | 4 | 3500
23.12. | 5 | 3500
23.12. | 6 | 3500
23.12. | 7 | 3500
23.12. | 8 | 3500
23.12. | 9 | 3500
23.12. | 10 | 3500
23.12. | 11 | 3500
23.12. | 12 | 3500
23.12. | 13 | 3500
23.12. | 14 | 3500
23.12. | 15 | 3500
23.12. | 16 | 3500
23.12. | 17 | 3500
23.12. | 18 | 3500
23.12. | 19 | 3500
23.12. | 20 | 3500
23.12. | 21 | 3500
23.12. | 22 | 3500
23.12. | 23 | 3500
23.12. | 24 | 3500
24.12. | 1 | 3500
24.12. | 2 | 3500
24.12. | 3 | 3500
24.12. | 4 | 3500
24.12. | 5 | 3500
24.12. | 6 | 3500
24.12. | 7 | 3500
24.12. | 8 | 3500
24.12. | 9 | 3500
24.12. | 10 | 3500
24.12. | 11 | 3500
24.12. | 12 | 3500
24.12. | 13 | 3500
24.12. | 14 | 3500
24.12. | 15 | 3500
24.12. | 16 | 3500
24.12. | 17 | 3500
24.12. | 18 | 3500
24.12. | 19 | 3500
24.12. | 20 | 3500
24.12. | 21 | 3500
24.12. | 22 | 3500
24.12. | 23 | 3500
24.12. | 24 | 3500
25.12. | 1 | 3500
25.12. | 2 | 3500
25.12. | 3 | 3500
25.12. | 4 | 3500
25.12. | 5 | 3500
25.12. | 6 | 3500
25.12. | 7 | 3500
25.12. | 8 | 3500
25.12. | 9 | 3500
25.12. | 10 | 3500
25.12. | 11 | 3500
25.12. | 12 | 3500
25.12. | 13 | 3500
25.12. | 14 | 3500
25.12. | 15 | 3500
25.12. | 16 | 3500
25.12. | 17 | 3500
25.12. | 18 | 3500
25.12. | 19 | 3500
25.12. | 20 | 3500
25.12. | 21 | 3500
25.12. | 22 | 3500
25.12. | 23 | 3500
25.12. | 24 | 3500
26.12. | 1 | 3500
26.12. | 2 | 3500
26.12. | 3 | 3500
26.12. | 4 | 3500
26.12. | 5 | 3500
26.12. | 6 | 3500
26.12. | 7 | 3500
26.12. | 8 | 3500
26.12. | 9 | 3500
26.12. | 10 | 3500
26.12. | 11 | 3500
26.12. | 12 | 3500
26.12. | 13 | 3500
26.12. | 14 | 3500
26.12. | 15 | 3500
26.12. | 16 | 3500
26.12. | 17 | 3500
26.12. | 18 | 3500
26.12. | 19 | 3500
26.12. | 20 | 3500
26.12. | 21 | 3500
26.12. | 22 | 3500
26.12. | 23 | 3500
26.12. | 24 | 3500
27.12. | 1 | 3500
27.12. | 2 | 3500
27.12. | 3 | 3500
27.12. | 4 | 3500
27.12. | 5 | 3500
27.12. | 6 | 3500
27.12. | 7 | 3500
27.12. | 8 | 3500
27.12. | 9 | 3500
27.12. | 10 | 3500
27.12. | 11 | 3500
27.12. | 12 | 3500
27.12. | 13 | 3500
27.12. | 14 | 3500
27.12. | 15 | 3500
27.12. | 16 | 3500
27.12. | 17 | 3500
27.12. | 18 | 3500
27.12. | 19 | 3500
27.12. | 20 | 3500
27.12. | 21 | 3500
27.12. | 22 | 3500
27.12. | 23 | 3500
27.12. | 24 | 3500
28.12. | 1 | 3500
28.12. | 2 | 3500
28.12. | 3 | 3500
28.12. | 4 | 3500
28.12. | 5 | 3500
28.12. | 6 | 3500
28.12. | 7 | 3500
28.12. | 8 | 3500
28.12. | 9 | 3500
28.12. | 10 | 3500
28.12. | 11 | 3500
28.12. | 12 | 3500
28.12. | 13 | 3500
28.12. | 14 | 3500
28.12. | 15 | 3500
28.12. | 16 | 3500
28.12. | 17 | 3500
28.12. | 18 | 3500
28.12. | 19 | 3500
28.12. | 20 | 3500
28.12. | 21 | 3500
28.12. | 22 | 3500
28.12. | 23 | 3500
28.12. | 24 | 3500
29.12. | 1 | 3500
29.12. | 2 | 3500
29.12. | 3 | 3500
29.12. | 4 | 3500
29.12. | 5 | 3500
29.12. | 6 | 3500
29.12. | 7 | 3500
29.12. | 8 | 3500
29.12. | 9 | 3500
29.12. | 10 | 3500
29.12. | 11 | 3500
29.12. | 12 | 3500
29.12. | 13 | 3500
29.12. | 14 | 3500
29.12. | 15 | 3500
29.12. | 16 | 3500
29.12. | 17 | 3500
29.12. | 18 | 3500
29.12. | 19 | 3500
29.12. | 20 | 3500
29.12. | 21 | 3500
29.12. | 22 | 3500
29.12. | 23 | 3500
29.12. | 24 | 3500
30.12. | 1 | 3500
30.12. | 2 | 3500
30.12. | 3 | 3500
30.12. | 4 | 3500
30.12. | 5 | 3500
30.12. | 6 | 3500
30.12. | 7 | 3500
30.12. | 8 | 3500
30.12. | 9 | 3500
30.12. | 10 | 3500
30.12. | 11 | 3500
30.12. | 12 | 3500
30.12. | 13 | 3500
30.12. | 14 | 3500
30.12. | 15 | 3500
30.12. | 16 | 3500
30.12. | 17 | 3500
30.12. | 18 | 3500
30.12. | 19 | 3500
30.12. | 20 | 3500
30.12. | 21 | 3500
30.12. | 22 | 3500
30.12. | 23 | 3500
30.12. | 24 | 3500
31.12. | 1 | 3500
31.12. | 2 | 3500
31.12. | 3 | 3500
31.12. | 4 | 3500
31.12. | 5 | 3500
31.12. | 6 | 3500
31.12. | 7 | 3500
31.12. | 8 | 3500
31.12. | 9 | 3500
31.12. | 10 | 3500
31.12. | 11 | 3500
31.12. | 12 | 3500
31.12. | 13 | 3500
31.12. | 14 | 3500
31.12. | 15 | 3500
31.12. | 16 | 3500
31.12. | 17 | 3500
31.12. | 18 | 3500
31.12. | 19 | 3500
31.12. | 20 | 3500
31.12. | 21 | 3500
31.12. | 22 | 3500
31.12. | 23 | 3500
31.12. | 24 | 3500

## Battery
ENTSO-E Market Modelling Database: Batteries
Country:
Market Node: | ES00
Year:
Climate year
Scenario
Type |  | Net maximum capacity - generation perspective (MW) | Net maximum capacity - demand perspective (MW) | Storage capacity (MWh) | Number of units | Average efficiency | Ramp up rate (MW/h) | Ramp down rate (MW/h)
Battery Total |  | 26698.52 | 26698.52 | 57427.04 | 49 | 0.89658 | 0 | 0
Battery Utility Scale |  | 25000.52 | 25000.52 | 54031.04 | 34 | 0.89637 | 0 | 0
Battery Residential |  | 1698 | 1698 | 3396 | 15 | 0.9 | 0 | 0

## Electrolyser
ENTSO-E Market Modelling Database: Electrolysers
Country:
Market Node: | ES00
Year:
Climate year
Scenario
Type |  | Net maximum capacity (MW) | Number of units | Average efficiency | H2 storage (GWh) | Ramp up rate (MW/h) | Ramp down rate (MW/h) | Fixed generation reduction (% of max power output)
Electrolyser e-market Z1 |  | 0 | 0 | 0 | 0 | 0 | 0 | 100
Electrolyser e-market Z2 |  | 15500 | 36 | 0.7 | 0 | 0 | 0 | 0
Electrolyser Shared RES Z1 |  | 0 | 0 | 0 | 0 | 0 | 0 | 100
Electrolyser Shared RES Z2 |  | 32600 | 91 | 0.7 | 0 | 0 | 0 | 0
Electrolyser Dedicated RES Z1 |  | 0 | 0 | 0 | 0 | 0 | 0 | 100
Electrolyser Dedicated RES Z2 |  | 0 | 0 | 0 | 0 | 0 | 0 | 100
RECOGIDA DE DATOS ELECTROLYSER PYPSA
Links: capacidad instalada p_nom electrolyser | 48100

## Wind
ENTSO-E Market Modelling Database: Wind
Country:
Market Node: | ES00
Year:
Scenario
Installed capacities Onshore wind Total(GW): | 126.9995
Installed capacities Onshore wind e-market (GW): | 88.9998
Installed capacities Onshore wind dedicated (GW): | 0
Installed capacities Onshore wind Shared RES - H2Z1 (GW): | 0
Installed capacities Onshore wind Shared RES - H2Z2 (GW): | 37.9997
Installed capacities Offshore wind Total (GW): | 2.8
Installed capacities Offshore wind e-market - hub ready (GW): | 0.5
Installed capacities Offshore wind dedicated - hub ready (GW): | 0
Installed capacities Offshore wind Shared RES - H2Z1 - hub ready (GW): | 0
Installed capacities Offshore wind Shared RES - H2Z2 - hub ready (GW): | 0
Installed capacities Offshore wind e-market - radial (GW): | 2.3
Installed capacities Offshore wind dedicated - radial (GW): | 0
Installed capacities Offshore wind Shared RES - H2Z1 - radial (GW): | 0
Installed capacities Offshore wind Shared RES - H2Z2 - radial (GW): | 0
RECOGIDA DE DATOS SOLAR PYPSA
Generators: capacidad instalada p_nom Solar | 259598.9489

## Solar
ENTSO-E Market Modelling Database: Solar
Country:
Market Node: | ES00
Year:
Scenario
Installed capacities Thermal Solar (GW): | 4.805
Installed capacities Photovoltaic (GW): | 150.9997
Installed capacities Photovoltaic e-market (GW): | 83
Installed capacities Photovoltaic dedicated (GW): | 0
Installed capacities Photovoltaic Shared RES - H2Z1 (GW): | 0
Installed capacities Photovoltaic Shared RES - H2Z2 (GW): | 37.9997
Installed capacities Rooftop (GW): | 30
Installed capacities Solar Thermal with Storage (GW): | 3.534
Storage capacities Solar Thermal with Storage (GWh): | 29.838
RECOGIDA DE DATOS SOLAR PYPSA
Generators: capacidad instalada p_nom Solar | 310338.36 | Corregido

## Hydro
ENTSO-E Market Modelling Database: Hydro
Country:
Market Node: | ES00
Year:
Scenario
Hydro PEMMDB 3.4
Run of River - Total turbining capacity (MW) | 3117.9191
Pondage - Total reservoir capacity (GWh) | 0
Pondage - Total turbining capacity (MW) | 0
Reservoir - Total reservoir capacity (GWh) | 13472.6595
Reservoir - Total turbining capacity (MW) | 11536.2961
Pump Storage (open loop, with natural inflows) - Total reservoir capacity (GWh) | 6686.41
Pump Storage (open loop, with natural inflows) - Total turbining capacity (MW) | 3156.565
Pump Storage (open loop, with natural inflows) - Total pumping capacity (MW) | -2897.4006
Pure Pump Storage (closed loop, no natural inflows) - Total reservoir capacity (GWh) | 255.9196
Pure Pump Storage (closed loop, no natural inflows) - Total turbining capacity (MW) | 10447.4053
Pure Pump Storage (closed loop, no natural inflows) - Total pumping capacity (MW) | -10423.35
RECOGIDA DE DATOS HYDRO PYPSA
Añadido en Link: p_nom: Turbina y pump | 11536.2961
Añadido en Generators: p_nom: run of river | 3117.9191 | Corregido
No añadido: p_nom: turbine | 25140.2665
No añadido: p_nom: pump | -13320.7506
No añadido: p_nom: reservoir (embalse) | 20414.9891

## Other RES
ENTSO-E Market Modelling Database: Other RES
Country:
Market Node: | ES00
Year:
Scenario:
Installed capacity excl. clim.dependent bands (MW): | 2462.66 | BIOMASS p_nom |  | Small Biomass | Geothermal | Marine | Waste | Not Defined / Splitting not known
N.B. use convention first January always Monday (2007 calendar year) --> see guidelines for further details |  |  | Installed capacity (MW): | 2462.66 | 0 | 0 | 0 | 0
Date | Hour | TOTAL Other RES Output (MW) (excl. climate dependent bands) |  | Output (MW) | Output (MW) | Output (MW) | Output (MW) | Output (MW)
01.01. | 1 | 662.4555 |  | 662.4555 | 0 | 0 | 0 | 0
01.01. | 2 | 657.5302 |  | 657.5302 | 0 | 0 | 0 | 0
01.01. | 3 | 652.6049 |  | 652.6049 | 0 | 0 | 0 | 0
01.01. | 4 | 677.2315 |  | 677.2315 | 0 | 0 | 0 | 0
01.01. | 5 | 687.0821 |  | 687.0821 | 0 | 0 | 0 | 0
01.01. | 6 | 716.6341 |  | 716.6341 | 0 | 0 | 0 | 0
01.01. | 7 | 807.7525 |  | 807.7525 | 0 | 0 | 0 | 0
01.01. | 8 | 881.6323 |  | 881.6323 | 0 | 0 | 0 | 0
01.01. | 9 | 913.6469 |  | 913.6469 | 0 | 0 | 0 | 0
01.01. | 10 | 962.9001 |  | 962.9001 | 0 | 0 | 0 | 0
01.01. | 11 | 982.6013 |  | 982.6013 | 0 | 0 | 0 | 0
01.01. | 12 | 997.3773 |  | 997.3773 | 0 | 0 | 0 | 0
01.01. | 13 | 994.9146 |  | 994.9146 | 0 | 0 | 0 | 0
01.01. | 14 | 999.84 |  | 999.84 | 0 | 0 | 0 | 0
01.01. | 15 | 1004.7653 |  | 1004.7653 | 0 | 0 | 0 | 0
01.01. | 16 | 1002.3026 |  | 1002.3026 | 0 | 0 | 0 | 0
01.01. | 17 | 1009.6906 |  | 1009.6906 | 0 | 0 | 0 | 0
01.01. | 18 | 1049.0932 |  | 1049.0932 | 0 | 0 | 0 | 0
01.01. | 19 | 1044.1678 |  | 1044.1678 | 0 | 0 | 0 | 0
01.01. | 20 | 1044.1678 |  | 1044.1678 | 0 | 0 | 0 | 0
01.01. | 21 | 1049.0932 |  | 1049.0932 | 0 | 0 | 0 | 0
01.01. | 22 | 1004.7653 |  | 1004.7653 | 0 | 0 | 0 | 0
01.01. | 23 | 1012.1533 |  | 1012.1533 | 0 | 0 | 0 | 0
01.01. | 24 | 1004.7653 |  | 1004.7653 | 0 | 0 | 0 | 0
02.01. | 1 | 962.9001 |  | 962.9001 | 0 | 0 | 0 | 0
02.01. | 2 | 953.0494 |  | 953.0494 | 0 | 0 | 0 | 0
02.01. | 3 | 953.0494 |  | 953.0494 | 0 | 0 | 0 | 0
02.01. | 4 | 953.0494 |  | 953.0494 | 0 | 0 | 0 | 0
02.01. | 5 | 953.0494 |  | 953.0494 | 0 | 0 | 0 | 0
02.01. | 6 | 953.0494 |  | 953.0494 | 0 | 0 | 0 | 0
02.01. | 7 | 962.9001 |  | 962.9001 | 0 | 0 | 0 | 0
02.01. | 8 | 1036.7799 |  | 1036.7799 | 0 | 0 | 0 | 0
02.01. | 9 | 1086.0331 |  | 1086.0331 | 0 | 0 | 0 | 0
02.01. | 10 | 1081.1077 |  | 1081.1077 | 0 | 0 | 0 | 0
02.01. | 11 | 1051.5558 |  | 1051.5558 | 0 | 0 | 0 | 0
02.01. | 12 | 1046.6305 |  | 1046.6305 | 0 | 0 | 0 | 0
02.01. | 13 | 1022.0039 |  | 1022.0039 | 0 | 0 | 0 | 0
02.01. | 14 | 1029.3919 |  | 1029.3919 | 0 | 0 | 0 | 0
02.01. | 15 | 1058.9438 |  | 1058.9438 | 0 | 0 | 0 | 0
02.01. | 16 | 1049.0932 |  | 1049.0932 | 0 | 0 | 0 | 0
02.01. | 17 | 1046.6305 |  | 1046.6305 | 0 | 0 | 0 | 0
02.01. | 18 | 1058.9438 |  | 1058.9438 | 0 | 0 | 0 | 0
02.01. | 19 | 1073.7198 |  | 1073.7198 | 0 | 0 | 0 | 0
02.01. | 20 | 1090.9584 |  | 1090.9584 | 0 | 0 | 0 | 0
02.01. | 21 | 1113.1223 |  | 1113.1223 | 0 | 0 | 0 | 0
02.01. | 22 | 1108.197 |  | 1108.197 | 0 | 0 | 0 | 0
02.01. | 23 | 1098.3464 |  | 1098.3464 | 0 | 0 | 0 | 0
02.01. | 24 | 1098.3464 |  | 1098.3464 | 0 | 0 | 0 | 0
03.01. | 1 | 1068.7944 |  | 1068.7944 | 0 | 0 | 0 | 0
03.01. | 2 | 1058.9438 |  | 1058.9438 | 0 | 0 | 0 | 0
03.01. | 3 | 1039.2425 |  | 1039.2425 | 0 | 0 | 0 | 0
03.01. | 4 | 1026.9292 |  | 1026.9292 | 0 | 0 | 0 | 0
03.01. | 5 | 1022.0039 |  | 1022.0039 | 0 | 0 | 0 | 0
03.01. | 6 | 1024.4666 |  | 1024.4666 | 0 | 0 | 0 | 0
03.01. | 7 | 1031.8545 |  | 1031.8545 | 0 | 0 | 0 | 0
03.01. | 8 | 1039.2425 |  | 1039.2425 | 0 | 0 | 0 | 0
03.01. | 9 | 1063.8691 |  | 1063.8691 | 0 | 0 | 0 | 0
03.01. | 10 | 1090.9584 |  | 1090.9584 | 0 | 0 | 0 | 0
03.01. | 11 | 1095.8837 |  | 1095.8837 | 0 | 0 | 0 | 0
03.01. | 12 | 1054.0185 |  | 1054.0185 | 0 | 0 | 0 | 0
03.01. | 13 | 1046.6305 |  | 1046.6305 | 0 | 0 | 0 | 0
03.01. | 14 | 1051.5558 |  | 1051.5558 | 0 | 0 | 0 | 0
03.01. | 15 | 1046.6305 |  | 1046.6305 | 0 | 0 | 0 | 0
03.01. | 16 | 1058.9438 |  | 1058.9438 | 0 | 0 | 0 | 0
03.01. | 17 | 1071.2571 |  | 1071.2571 | 0 | 0 | 0 | 0
03.01. | 18 | 1083.5704 |  | 1083.5704 | 0 | 0 | 0 | 0
03.01. | 19 | 1150.0622 |  | 1150.0622 | 0 | 0 | 0 | 0
03.01. | 20 | 1164.8382 |  | 1164.8382 | 0 | 0 | 0 | 0
03.01. | 21 | 1137.7489 |  | 1137.7489 | 0 | 0 | 0 | 0
03.01. | 22 | 1142.6742 |  | 1142.6742 | 0 | 0 | 0 | 0
03.01. | 23 | 1083.5704 |  | 1083.5704 | 0 | 0 | 0 | 0
03.01. | 24 | 1063.8691 |  | 1063.8691 | 0 | 0 | 0 | 0
04.01. | 1 | 1004.7653 |  | 1004.7653 | 0 | 0 | 0 | 0
04.01. | 2 | 982.6013 |  | 982.6013 | 0 | 0 | 0 | 0
04.01. | 3 | 980.1387 |  | 980.1387 | 0 | 0 | 0 | 0
04.01. | 4 | 975.2134 |  | 975.2134 | 0 | 0 | 0 | 0
04.01. | 5 | 989.9893 |  | 989.9893 | 0 | 0 | 0 | 0
04.01. | 6 | 1004.7653 |  | 1004.7653 | 0 | 0 | 0 | 0
04.01. | 7 | 1014.6159 |  | 1014.6159 | 0 | 0 | 0 | 0
04.01. | 8 | 1022.0039 |  | 1022.0039 | 0 | 0 | 0 | 0
04.01. | 9 | 1083.5704 |  | 1083.5704 | 0 | 0 | 0 | 0
04.01. | 10 | 1088.4957 |  | 1088.4957 | 0 | 0 | 0 | 0
04.01. | 11 | 1044.1678 |  | 1044.1678 | 0 | 0 | 0 | 0
04.01. | 12 | 1068.7944 |  | 1068.7944 | 0 | 0 | 0 | 0
04.01. | 13 | 1071.2571 |  | 1071.2571 | 0 | 0 | 0 | 0
04.01. | 14 | 1058.9438 |  | 1058.9438 | 0 | 0 | 0 | 0
04.01. | 15 | 1063.8691 |  | 1063.8691 | 0 | 0 | 0 | 0
04.01. | 16 | 1044.1678 |  | 1044.1678 | 0 | 0 | 0 | 0
04.01. | 17 | 1046.6305 |  | 1046.6305 | 0 | 0 | 0 | 0
04.01. | 18 | 1105.7343 |  | 1105.7343 | 0 | 0 | 0 | 0
04.01. | 19 | 1120.5103 |  | 1120.5103 | 0 | 0 | 0 | 0
04.01. | 20 | 1150.0622 |  | 1150.0622 | 0 | 0 | 0 | 0
04.01. | 21 | 1164.8382 |  | 1164.8382 | 0 | 0 | 0 | 0
04.01. | 22 | 1150.0622 |  | 1150.0622 | 0 | 0 | 0 | 0
04.01. | 23 | 1145.1369 |  | 1145.1369 | 0 | 0 | 0 | 0
04.01. | 24 | 1145.1369 |  | 1145.1369 | 0 | 0 | 0 | 0
05.01. | 1 | 1095.8837 |  | 1095.8837 | 0 | 0 | 0 | 0
05.01. | 2 | 1034.3172 |  | 1034.3172 | 0 | 0 | 0 | 0
05.01. | 3 | 1031.8545 |  | 1031.8545 | 0 | 0 | 0 | 0
05.01. | 4 | 1002.3026 |  | 1002.3026 | 0 | 0 | 0 | 0
05.01. | 5 | 987.5267 |  | 987.5267 | 0 | 0 | 0 | 0
05.01. | 6 | 980.1387 |  | 980.1387 | 0 | 0 | 0 | 0
05.01. | 7 | 989.9893 |  | 989.9893 | 0 | 0 | 0 | 0
05.01. | 8 | 1007.2279 |  | 1007.2279 | 0 | 0 | 0 | 0
05.01. | 9 | 1036.7799 |  | 1036.7799 | 0 | 0 | 0 | 0
05.01. | 10 | 1051.5558 |  | 1051.5558 | 0 | 0 | 0 | 0
05.01. | 11 | 1014.6159 |  | 1014.6159 | 0 | 0 | 0 | 0
05.01. | 12 | 994.9146 |  | 994.9146 | 0 | 0 | 0 | 0
05.01. | 13 | 982.6013 |  | 982.6013 | 0 | 0 | 0 | 0
05.01. | 14 | 953.0494 |  | 953.0494 | 0 | 0 | 0 | 0
05.01. | 15 | 962.9001 |  | 962.9001 | 0 | 0 | 0 | 0
05.01. | 16 | 950.5868 |  | 950.5868 | 0 | 0 | 0 | 0
05.01. | 17 | 982.6013 |  | 982.6013 | 0 | 0 | 0 | 0
05.01. | 18 | 1108.197 |  | 1108.197 | 0 | 0 | 0 | 0
05.01. | 19 | 1130.3609 |  | 1130.3609 | 0 | 0 | 0 | 0
05.01. | 20 | 1132.8236 |  | 1132.8236 | 0 | 0 | 0 | 0
05.01. | 21 | 1132.8236 |  | 1132.8236 | 0 | 0 | 0 | 0
05.01. | 22 | 1127.8983 |  | 1127.8983 | 0 | 0 | 0 | 0
05.01. | 23 | 1113.1223 |  | 1113.1223 | 0 | 0 | 0 | 0
05.01. | 24 | 1071.2571 |  | 1071.2571 | 0 | 0 | 0 | 0
06.01. | 1 | 886.5576 |  | 886.5576 | 0 | 0 | 0 | 0
06.01. | 2 | 871.7816 |  | 871.7816 | 0 | 0 | 0 | 0
06.01. | 3 | 864.3937 |  | 864.3937 | 0 | 0 | 0 | 0
06.01. | 4 | 861.931 |  | 861.931 | 0 | 0 | 0 | 0
06.01. | 5 | 859.4683 |  | 859.4683 | 0 | 0 | 0 | 0
06.01. | 6 | 861.931 |  | 861.931 | 0 | 0 | 0 | 0
06.01. | 7 | 857.0057 |  | 857.0057 | 0 | 0 | 0 | 0
06.01. | 8 | 854.543 |  | 854.543 | 0 | 0 | 0 | 0
06.01. | 9 | 864.3937 |  | 864.3937 | 0 | 0 | 0 | 0
06.01. | 10 | 869.319 |  | 869.319 | 0 | 0 | 0 | 0
06.01. | 11 | 861.931 |  | 861.931 | 0 | 0 | 0 | 0
06.01. | 12 | 859.4683 |  | 859.4683 | 0 | 0 | 0 | 0
06.01. | 13 | 857.0057 |  | 857.0057 | 0 | 0 | 0 | 0
06.01. | 14 | 859.4683 |  | 859.4683 | 0 | 0 | 0 | 0
06.01. | 15 | 859.4683 |  | 859.4683 | 0 | 0 | 0 | 0
06.01. | 16 | 854.543 |  | 854.543 | 0 | 0 | 0 | 0
06.01. | 17 | 859.4683 |  | 859.4683 | 0 | 0 | 0 | 0
06.01. | 18 | 884.0949 |  | 884.0949 | 0 | 0 | 0 | 0
06.01. | 19 | 916.1095 |  | 916.1095 | 0 | 0 | 0 | 0
06.01. | 20 | 913.6469 |  | 913.6469 | 0 | 0 | 0 | 0
06.01. | 21 | 908.7215 |  | 908.7215 | 0 | 0 | 0 | 0
06.01. | 22 | 911.1842 |  | 911.1842 | 0 | 0 | 0 | 0
06.01. | 23 | 891.4829 |  | 891.4829 | 0 | 0 | 0 | 0
06.01. | 24 | 881.6323 |  | 881.6323 | 0 | 0 | 0 | 0
07.01. | 1 | 884.0949 |  | 884.0949 | 0 | 0 | 0 | 0
07.01. | 2 | 884.0949 |  | 884.0949 | 0 | 0 | 0 | 0
07.01. | 3 | 886.5576 |  | 886.5576 | 0 | 0 | 0 | 0
07.01. | 4 | 886.5576 |  | 886.5576 | 0 | 0 | 0 | 0
07.01. | 5 | 879.1696 |  | 879.1696 | 0 | 0 | 0 | 0
07.01. | 6 | 884.0949 |  | 884.0949 | 0 | 0 | 0 | 0
07.01. | 7 | 889.0203 |  | 889.0203 | 0 | 0 | 0 | 0
07.01. | 8 | 891.4829 |  | 891.4829 | 0 | 0 | 0 | 0
07.01. | 9 | 891.4829 |  | 891.4829 | 0 | 0 | 0 | 0
07.01. | 10 | 906.2589 |  | 906.2589 | 0 | 0 | 0 | 0
07.01. | 11 | 901.3336 |  | 901.3336 | 0 | 0 | 0 | 0
07.01. | 12 | 911.1842 |  | 911.1842 | 0 | 0 | 0 | 0
07.01. | 13 | 908.7215 |  | 908.7215 | 0 | 0 | 0 | 0
07.01. | 14 | 911.1842 |  | 911.1842 | 0 | 0 | 0 | 0
07.01. | 15 | 913.6469 |  | 913.6469 | 0 | 0 | 0 | 0
07.01. | 16 | 901.3336 |  | 901.3336 | 0 | 0 | 0 | 0
07.01. | 17 | 916.1095 |  | 916.1095 | 0 | 0 | 0 | 0
07.01. | 18 | 923.4975 |  | 923.4975 | 0 | 0 | 0 | 0
07.01. | 19 | 925.9602 |  | 925.9602 | 0 | 0 | 0 | 0
07.01. | 20 | 925.9602 |  | 925.9602 | 0 | 0 | 0 | 0
07.01. | 21 | 925.9602 |  | 925.9602 | 0 | 0 | 0 | 0
07.01. | 22 | 928.4228 |  | 928.4228 | 0 | 0 | 0 | 0
07.01. | 23 | 918.5722 |  | 918.5722 | 0 | 0 | 0 | 0
07.01. | 24 | 908.7215 |  | 908.7215 | 0 | 0 | 0 | 0
08.01. | 1 | 901.3336 |  | 901.3336 | 0 | 0 | 0 | 0
08.01. | 2 | 906.2589 |  | 906.2589 | 0 | 0 | 0 | 0
08.01. | 3 | 903.7962 |  | 903.7962 | 0 | 0 | 0 | 0
08.01. | 4 | 898.8709 |  | 898.8709 | 0 | 0 | 0 | 0
08.01. | 5 | 871.7816 |  | 871.7816 | 0 | 0 | 0 | 0
08.01. | 6 | 881.6323 |  | 881.6323 | 0 | 0 | 0 | 0
08.01. | 7 | 879.1696 |  | 879.1696 | 0 | 0 | 0 | 0
08.01. | 8 | 1012.1533 |  | 1012.1533 | 0 | 0 | 0 | 0
08.01. | 9 | 1108.197 |  | 1108.197 | 0 | 0 | 0 | 0
08.01. | 10 | 1140.2116 |  | 1140.2116 | 0 | 0 | 0 | 0
08.01. | 11 | 1137.7489 |  | 1137.7489 | 0 | 0 | 0 | 0
08.01. | 12 | 1209.1661 |  | 1209.1661 | 0 | 0 | 0 | 0
08.01. | 13 | 1206.7034 |  | 1206.7034 | 0 | 0 | 0 | 0
08.01. | 14 | 1189.4648 |  | 1189.4648 | 0 | 0 | 0 | 0
08.01. | 15 | 1204.2407 |  | 1204.2407 | 0 | 0 | 0 | 0
08.01. | 16 | 1157.4502 |  | 1157.4502 | 0 | 0 | 0 | 0
08.01. | 17 | 1199.3154 |  | 1199.3154 | 0 | 0 | 0 | 0
08.01. | 18 | 1241.1806 |  | 1241.1806 | 0 | 0 | 0 | 0
08.01. | 19 | 1184.5395 |  | 1184.5395 | 0 | 0 | 0 | 0
08.01. | 20 | 1174.6888 |  | 1174.6888 | 0 | 0 | 0 | 0
08.01. | 21 | 1172.2262 |  | 1172.2262 | 0 | 0 | 0 | 0
08.01. | 22 | 1167.3008 |  | 1167.3008 | 0 | 0 | 0 | 0
08.01. | 23 | 1236.2553 |  | 1236.2553 | 0 | 0 | 0 | 0
08.01. | 24 | 1191.9274 |  | 1191.9274 | 0 | 0 | 0 | 0
09.01. | 1 | 1194.3901 |  | 1194.3901 | 0 | 0 | 0 | 0
09.01. | 2 | 1174.6888 |  | 1174.6888 | 0 | 0 | 0 | 0
09.01. | 3 | 1174.6888 |  | 1174.6888 | 0 | 0 | 0 | 0
09.01. | 4 | 1152.5249 |  | 1152.5249 | 0 | 0 | 0 | 0
09.01. | 5 | 1152.5249 |  | 1152.5249 | 0 | 0 | 0 | 0
09.01. | 6 | 1152.5249 |  | 1152.5249 | 0 | 0 | 0 | 0
09.01. | 7 | 1159.9129 |  | 1159.9129 | 0 | 0 | 0 | 0
09.01. | 8 | 1154.9875 |  | 1154.9875 | 0 | 0 | 0 | 0
09.01. | 9 | 1194.3901 |  | 1194.3901 | 0 | 0 | 0 | 0
09.01. | 10 | 1191.9274 |  | 1191.9274 | 0 | 0 | 0 | 0
09.01. | 11 | 1174.6888 |  | 1174.6888 | 0 | 0 | 0 | 0
09.01. | 12 | 1169.7635 |  | 1169.7635 | 0 | 0 | 0 | 0
09.01. | 13 | 1150.0622 |  | 1150.0622 | 0 | 0 | 0 | 0
09.01. | 14 | 1140.2116 |  | 1140.2116 | 0 | 0 | 0 | 0
09.01. | 15 | 1147.5996 |  | 1147.5996 | 0 | 0 | 0 | 0
09.01. | 16 | 1152.5249 |  | 1152.5249 | 0 | 0 | 0 | 0
09.01. | 17 | 1154.9875 |  | 1154.9875 | 0 | 0 | 0 | 0
09.01. | 18 | 1196.8528 |  | 1196.8528 | 0 | 0 | 0 | 0
09.01. | 19 | 1201.7781 |  | 1201.7781 | 0 | 0 | 0 | 0
09.01. | 20 | 1201.7781 |  | 1201.7781 | 0 | 0 | 0 | 0
09.01. | 21 | 1236.2553 |  | 1236.2553 | 0 | 0 | 0 | 0
09.01. | 22 | 1204.2407 |  | 1204.2407 | 0 | 0 | 0 | 0
09.01. | 23 | 1194.3901 |  | 1194.3901 | 0 | 0 | 0 | 0
09.01. | 24 | 1177.1515 |  | 1177.1515 | 0 | 0 | 0 | 0
10.01. | 1 | 1154.9875 |  | 1154.9875 | 0 | 0 | 0 | 0
10.01. | 2 | 1140.2116 |  | 1140.2116 | 0 | 0 | 0 | 0
10.01. | 3 | 1140.2116 |  | 1140.2116 | 0 | 0 | 0 | 0
10.01. | 4 | 1137.7489 |  | 1137.7489 | 0 | 0 | 0 | 0
10.01. | 5 | 1137.7489 |  | 1137.7489 | 0 | 0 | 0 | 0
10.01. | 6 | 1140.2116 |  | 1140.2116 | 0 | 0 | 0 | 0
10.01. | 7 | 1145.1369 |  | 1145.1369 | 0 | 0 | 0 | 0
10.01. | 8 | 1162.3755 |  | 1162.3755 | 0 | 0 | 0 | 0
10.01. | 9 | 1199.3154 |  | 1199.3154 | 0 | 0 | 0 | 0
10.01. | 10 | 1162.3755 |  | 1162.3755 | 0 | 0 | 0 | 0
10.01. | 11 | 1118.0476 |  | 1118.0476 | 0 | 0 | 0 | 0
10.01. | 12 | 1086.0331 |  | 1086.0331 | 0 | 0 | 0 | 0
10.01. | 13 | 1105.7343 |  | 1105.7343 | 0 | 0 | 0 | 0
10.01. | 14 | 1108.197 |  | 1108.197 | 0 | 0 | 0 | 0
10.01. | 15 | 1120.5103 |  | 1120.5103 | 0 | 0 | 0 | 0
10.01. | 16 | 1125.4356 |  | 1125.4356 | 0 | 0 | 0 | 0
10.01. | 17 | 1162.3755 |  | 1162.3755 | 0 | 0 | 0 | 0
10.01. | 18 | 1233.7927 |  | 1233.7927 | 0 | 0 | 0 | 0
10.01. | 19 | 1251.0313 |  | 1251.0313 | 0 | 0 | 0 | 0
10.01. | 20 | 1297.8218 |  | 1297.8218 | 0 | 0 | 0 | 0
10.01. | 21 | 1283.0459 |  | 1283.0459 | 0 | 0 | 0 | 0
10.01. | 22 | 1290.4338 |  | 1290.4338 | 0 | 0 | 0 | 0
10.01. | 23 | 1251.0313 |  | 1251.0313 | 0 | 0 | 0 | 0
10.01. | 24 | 1223.942 |  | 1223.942 | 0 | 0 | 0 | 0
11.01. | 1 | 1182.0768 |  | 1182.0768 | 0 | 0 | 0 | 0
11.01. | 2 | 1174.6888 |  | 1174.6888 | 0 | 0 | 0 | 0
11.01. | 3 | 1179.6141 |  | 1179.6141 | 0 | 0 | 0 | 0
11.01. | 4 | 1140.2116 |  | 1140.2116 | 0 | 0 | 0 | 0
11.01. | 5 | 1150.0622 |  | 1150.0622 | 0 | 0 | 0 | 0
11.01. | 6 | 1152.5249 |  | 1152.5249 | 0 | 0 | 0 | 0
11.01. | 7 | 1182.0768 |  | 1182.0768 | 0 | 0 | 0 | 0
11.01. | 8 | 1231.33 |  | 1231.33 | 0 | 0 | 0 | 0
11.01. | 9 | 1246.106 |  | 1246.106 | 0 | 0 | 0 | 0
11.01. | 10 | 1211.6287 |  | 1211.6287 | 0 | 0 | 0 | 0
11.01. | 11 | 1201.7781 |  | 1201.7781 | 0 | 0 | 0 | 0
11.01. | 12 | 1199.3154 |  | 1199.3154 | 0 | 0 | 0 | 0
11.01. | 13 | 1172.2262 |  | 1172.2262 | 0 | 0 | 0 | 0
11.01. | 14 | 1177.1515 |  | 1177.1515 | 0 | 0 | 0 | 0
11.01. | 15 | 1184.5395 |  | 1184.5395 | 0 | 0 | 0 | 0
11.01. | 16 | 1191.9274 |  | 1191.9274 | 0 | 0 | 0 | 0
11.01. | 17 | 1214.0914 |  | 1214.0914 | 0 | 0 | 0 | 0
11.01. | 18 | 1258.4193 |  | 1258.4193 | 0 | 0 | 0 | 0
11.01. | 19 | 1233.7927 |  | 1233.7927 | 0 | 0 | 0 | 0
11.01. | 20 | 1263.3446 |  | 1263.3446 | 0 | 0 | 0 | 0
11.01. | 21 | 1283.0459 |  | 1283.0459 | 0 | 0 | 0 | 0
11.01. | 22 | 1285.5085 |  | 1285.5085 | 0 | 0 | 0 | 0
11.01. | 23 | 1255.9566 |  | 1255.9566 | 0 | 0 | 0 | 0
11.01. | 24 | 1219.0167 |  | 1219.0167 | 0 | 0 | 0 | 0
12.01. | 1 | 1191.9274 |  | 1191.9274 | 0 | 0 | 0 | 0
12.01. | 2 | 1191.9274 |  | 1191.9274 | 0 | 0 | 0 | 0
12.01. | 3 | 1194.3901 |  | 1194.3901 | 0 | 0 | 0 | 0
12.01. | 4 | 1177.1515 |  | 1177.1515 | 0 | 0 | 0 | 0
12.01. | 5 | 1189.4648 |  | 1189.4648 | 0 | 0 | 0 | 0
12.01. | 6 | 1182.0768 |  | 1182.0768 | 0 | 0 | 0 | 0
12.01. | 7 | 1196.8528 |  | 1196.8528 | 0 | 0 | 0 | 0
12.01. | 8 | 1216.554 |  | 1216.554 | 0 | 0 | 0 | 0
12.01. | 9 | 1238.718 |  | 1238.718 | 0 | 0 | 0 | 0
12.01. | 10 | 1228.8673 |  | 1228.8673 | 0 | 0 | 0 | 0
12.01. | 11 | 1260.8819 |  | 1260.8819 | 0 | 0 | 0 | 0
12.01. | 12 | 1236.2553 |  | 1236.2553 | 0 | 0 | 0 | 0
12.01. | 13 | 1201.7781 |  | 1201.7781 | 0 | 0 | 0 | 0
12.01. | 14 | 1209.1661 |  | 1209.1661 | 0 | 0 | 0 | 0
12.01. | 15 | 1223.942 |  | 1223.942 | 0 | 0 | 0 | 0
12.01. | 16 | 1226.4047 |  | 1226.4047 | 0 | 0 | 0 | 0
12.01. | 17 | 1248.5686 |  | 1248.5686 | 0 | 0 | 0 | 0
12.01. | 18 | 1290.4338 |  | 1290.4338 | 0 | 0 | 0 | 0
12.01. | 19 | 1334.7617 |  | 1334.7617 | 0 | 0 | 0 | 0
12.01. | 20 | 1369.239 |  | 1369.239 | 0 | 0 | 0 | 0
12.01. | 21 | 1374.1643 |  | 1374.1643 | 0 | 0 | 0 | 0
12.01. | 22 | 1349.5377 |  | 1349.5377 | 0 | 0 | 0 | 0
12.01. | 23 | 1324.9111 |  | 1324.9111 | 0 | 0 | 0 | 0
12.01. | 24 | 1283.0459 |  | 1283.0459 | 0 | 0 | 0 | 0
13.01. | 1 | 1204.2407 |  | 1204.2407 | 0 | 0 | 0 | 0
13.01. | 2 | 1196.8528 |  | 1196.8528 | 0 | 0 | 0 | 0
13.01. | 3 | 1125.4356 |  | 1125.4356 | 0 | 0 | 0 | 0
13.01. | 4 | 1137.7489 |  | 1137.7489 | 0 | 0 | 0 | 0
13.01. | 5 | 1125.4356 |  | 1125.4356 | 0 | 0 | 0 | 0
13.01. | 6 | 1118.0476 |  | 1118.0476 | 0 | 0 | 0 | 0
13.01. | 7 | 1118.0476 |  | 1118.0476 | 0 | 0 | 0 | 0
13.01. | 8 | 1125.4356 |  | 1125.4356 | 0 | 0 | 0 | 0
13.01. | 9 | 1140.2116 |  | 1140.2116 | 0 | 0 | 0 | 0
13.01. | 10 | 1132.8236 |  | 1132.8236 | 0 | 0 | 0 | 0
13.01. | 11 | 1086.0331 |  | 1086.0331 | 0 | 0 | 0 | 0
13.01. | 12 | 1118.0476 |  | 1118.0476 | 0 | 0 | 0 | 0
13.01. | 13 | 1140.2116 |  | 1140.2116 | 0 | 0 | 0 | 0
13.01. | 14 | 1135.2863 |  | 1135.2863 | 0 | 0 | 0 | 0
13.01. | 15 | 1130.3609 |  | 1130.3609 | 0 | 0 | 0 | 0
13.01. | 16 | 1132.8236 |  | 1132.8236 | 0 | 0 | 0 | 0
13.01. | 17 | 1145.1369 |  | 1145.1369 | 0 | 0 | 0 | 0
13.01. | 18 | 1159.9129 |  | 1159.9129 | 0 | 0 | 0 | 0
13.01. | 19 | 1172.2262 |  | 1172.2262 | 0 | 0 | 0 | 0
13.01. | 20 | 1182.0768 |  | 1182.0768 | 0 | 0 | 0 | 0
13.01. | 21 | 1177.1515 |  | 1177.1515 | 0 | 0 | 0 | 0
13.01. | 22 | 1167.3008 |  | 1167.3008 | 0 | 0 | 0 | 0
13.01. | 23 | 1159.9129 |  | 1159.9129 | 0 | 0 | 0 | 0
13.01. | 24 | 1150.0622 |  | 1150.0622 | 0 | 0 | 0 | 0
14.01. | 1 | 1120.5103 |  | 1120.5103 | 0 | 0 | 0 | 0
14.01. | 2 | 1105.7343 |  | 1105.7343 | 0 | 0 | 0 | 0
14.01. | 3 | 1105.7343 |  | 1105.7343 | 0 | 0 | 0 | 0
14.01. | 4 | 1100.809 |  | 1100.809 | 0 | 0 | 0 | 0
14.01. | 5 | 1090.9584 |  | 1090.9584 | 0 | 0 | 0 | 0
14.01. | 6 | 1093.421 |  | 1093.421 | 0 | 0 | 0 | 0
14.01. | 7 | 1088.4957 |  | 1088.4957 | 0 | 0 | 0 | 0
14.01. | 8 | 1113.1223 |  | 1113.1223 | 0 | 0 | 0 | 0
14.01. | 9 | 1137.7489 |  | 1137.7489 | 0 | 0 | 0 | 0
14.01. | 10 | 1130.3609 |  | 1130.3609 | 0 | 0 | 0 | 0
14.01. | 11 | 1122.973 |  | 1122.973 | 0 | 0 | 0 | 0
14.01. | 12 | 1113.1223 |  | 1113.1223 | 0 | 0 | 0 | 0
14.01. | 13 | 1132.8236 |  | 1132.8236 | 0 | 0 | 0 | 0
14.01. | 14 | 1132.8236 |  | 1132.8236 | 0 | 0 | 0 | 0
14.01. | 15 | 1130.3609 |  | 1130.3609 | 0 | 0 | 0 | 0
14.01. | 16 | 1130.3609 |  | 1130.3609 | 0 | 0 | 0 | 0
14.01. | 17 | 1150.0622 |  | 1150.0622 | 0 | 0 | 0 | 0
14.01. | 18 | 1150.0622 |  | 1150.0622 | 0 | 0 | 0 | 0
14.01. | 19 | 1196.8528 |  | 1196.8528 | 0 | 0 | 0 | 0
14.01. | 20 | 1206.7034 |  | 1206.7034 | 0 | 0 | 0 | 0
14.01. | 21 | 1189.4648 |  | 1189.4648 | 0 | 0 | 0 | 0
14.01. | 22 | 1172.2262 |  | 1172.2262 | 0 | 0 | 0 | 0
14.01. | 23 | 1169.7635 |  | 1169.7635 | 0 | 0 | 0 | 0
14.01. | 24 | 1108.197 |  | 1108.197 | 0 | 0 | 0 | 0
15.01. | 1 | 1017.0786 |  | 1017.0786 | 0 | 0 | 0 | 0
15.01. | 2 | 1007.2279 |  | 1007.2279 | 0 | 0 | 0 | 0
15.01. | 3 | 1007.2279 |  | 1007.2279 | 0 | 0 | 0 | 0
15.01. | 4 | 1004.7653 |  | 1004.7653 | 0 | 0 | 0 | 0
15.01. | 5 | 1007.2279 |  | 1007.2279 | 0 | 0 | 0 | 0
15.01. | 6 | 1004.7653 |  | 1004.7653 | 0 | 0 | 0 | 0
15.01. | 7 | 1002.3026 |  | 1002.3026 | 0 | 0 | 0 | 0
15.01. | 8 | 1017.0786 |  | 1017.0786 | 0 | 0 | 0 | 0
15.01. | 9 | 1046.6305 |  | 1046.6305 | 0 | 0 | 0 | 0
15.01. | 10 | 1044.1678 |  | 1044.1678 | 0 | 0 | 0 | 0
15.01. | 11 | 1009.6906 |  | 1009.6906 | 0 | 0 | 0 | 0
15.01. | 12 | 1004.7653 |  | 1004.7653 | 0 | 0 | 0 | 0
15.01. | 13 | 997.3773 |  | 997.3773 | 0 | 0 | 0 | 0
15.01. | 14 | 987.5267 |  | 987.5267 | 0 | 0 | 0 | 0
15.01. | 15 | 987.5267 |  | 987.5267 | 0 | 0 | 0 | 0
15.01. | 16 | 967.8254 |  | 967.8254 | 0 | 0 | 0 | 0
15.01. | 17 | 948.1241 |  | 948.1241 | 0 | 0 | 0 | 0
15.01. | 18 | 957.9747 |  | 957.9747 | 0 | 0 | 0 | 0
15.01. | 19 | 962.9001 |  | 962.9001 | 0 | 0 | 0 | 0
15.01. | 20 | 975.2134 |  | 975.2134 | 0 | 0 | 0 | 0
15.01. | 21 | 965.3627 |  | 965.3627 | 0 | 0 | 0 | 0
15.01. | 22 | 955.5121 |  | 955.5121 | 0 | 0 | 0 | 0
15.01. | 23 | 930.8855 |  | 930.8855 | 0 | 0 | 0 | 0
15.01. | 24 | 916.1095 |  | 916.1095 | 0 | 0 | 0 | 0
16.01. | 1 | 805.2898 |  | 805.2898 | 0 | 0 | 0 | 0
16.01. | 2 | 783.1259 |  | 783.1259 | 0 | 0 | 0 | 0
16.01. | 3 | 780.6632 |  | 780.6632 | 0 | 0 | 0 | 0
16.01. | 4 | 775.7379 |  | 775.7379 | 0 | 0 | 0 | 0
16.01. | 5 | 778.2006 |  | 778.2006 | 0 | 0 | 0 | 0
16.01. | 6 | 778.2006 |  | 778.2006 | 0 | 0 | 0 | 0
16.01. | 7 | 780.6632 |  | 780.6632 | 0 | 0 | 0 | 0
16.01. | 8 | 792.9765 |  | 792.9765 | 0 | 0 | 0 | 0
16.01. | 9 | 807.7525 |  | 807.7525 | 0 | 0 | 0 | 0
16.01. | 10 | 802.8272 |  | 802.8272 | 0 | 0 | 0 | 0
16.01. | 11 | 788.0512 |  | 788.0512 | 0 | 0 | 0 | 0
16.01. | 12 | 775.7379 |  | 775.7379 | 0 | 0 | 0 | 0
16.01. | 13 | 780.6632 |  | 780.6632 | 0 | 0 | 0 | 0
16.01. | 14 | 788.0512 |  | 788.0512 | 0 | 0 | 0 | 0
16.01. | 15 | 780.6632 |  | 780.6632 | 0 | 0 | 0 | 0
16.01. | 16 | 792.9765 |  | 792.9765 | 0 | 0 | 0 | 0
16.01. | 17 | 790.5139 |  | 790.5139 | 0 | 0 | 0 | 0
16.01. | 18 | 810.2151 |  | 810.2151 | 0 | 0 | 0 | 0
16.01. | 19 | 792.9765 |  | 792.9765 | 0 | 0 | 0 | 0
16.01. | 20 | 805.2898 |  | 805.2898 | 0 | 0 | 0 | 0
16.01. | 21 | 792.9765 |  | 792.9765 | 0 | 0 | 0 | 0
16.01. | 22 | 788.0512 |  | 788.0512 | 0 | 0 | 0 | 0
16.01. | 23 | 775.7379 |  | 775.7379 | 0 | 0 | 0 | 0
16.01. | 24 | 756.0366 |  | 756.0366 | 0 | 0 | 0 | 0
17.01. | 1 | 746.186 |  | 746.186 | 0 | 0 | 0 | 0
17.01. | 2 | 741.2607 |  | 741.2607 | 0 | 0 | 0 | 0
17.01. | 3 | 741.2607 |  | 741.2607 | 0 | 0 | 0 | 0
17.01. | 4 | 748.6486 |  | 748.6486 | 0 | 0 | 0 | 0
17.01. | 5 | 741.2607 |  | 741.2607 | 0 | 0 | 0 | 0
17.01. | 6 | 724.022 |  | 724.022 | 0 | 0 | 0 | 0
17.01. | 7 | 719.0967 |  | 719.0967 | 0 | 0 | 0 | 0
17.01. | 8 | 741.2607 |  | 741.2607 | 0 | 0 | 0 | 0
17.01. | 9 | 785.5885 |  | 785.5885 | 0 | 0 | 0 | 0
17.01. | 10 | 785.5885 |  | 785.5885 | 0 | 0 | 0 | 0
17.01. | 11 | 778.2006 |  | 778.2006 | 0 | 0 | 0 | 0
17.01. | 12 | 756.0366 |  | 756.0366 | 0 | 0 | 0 | 0
17.01. | 13 | 751.1113 |  | 751.1113 | 0 | 0 | 0 | 0
17.01. | 14 | 748.6486 |  | 748.6486 | 0 | 0 | 0 | 0
17.01. | 15 | 746.186 |  | 746.186 | 0 | 0 | 0 | 0
17.01. | 16 | 765.8873 |  | 765.8873 | 0 | 0 | 0 | 0
17.01. | 17 | 810.2151 |  | 810.2151 | 0 | 0 | 0 | 0
17.01. | 18 | 874.2443 |  | 874.2443 | 0 | 0 | 0 | 0
17.01. | 19 | 891.4829 |  | 891.4829 | 0 | 0 | 0 | 0
17.01. | 20 | 893.9456 |  | 893.9456 | 0 | 0 | 0 | 0
17.01. | 21 | 898.8709 |  | 898.8709 | 0 | 0 | 0 | 0
17.01. | 22 | 898.8709 |  | 898.8709 | 0 | 0 | 0 | 0
17.01. | 23 | 889.0203 |  | 889.0203 | 0 | 0 | 0 | 0
17.01. | 24 | 866.8563 |  | 866.8563 | 0 | 0 | 0 | 0
18.01. | 1 | 861.931 |  | 861.931 | 0 | 0 | 0 | 0
18.01. | 2 | 849.6177 |  | 849.6177 | 0 | 0 | 0 | 0
18.01. | 3 | 849.6177 |  | 849.6177 | 0 | 0 | 0 | 0
18.01. | 4 | 857.0057 |  | 857.0057 | 0 | 0 | 0 | 0
18.01. | 5 | 876.707 |  | 876.707 | 0 | 0 | 0 | 0
18.01. | 6 | 871.7816 |  | 871.7816 | 0 | 0 | 0 | 0
18.01. | 7 | 859.4683 |  | 859.4683 | 0 | 0 | 0 | 0
18.01. | 8 | 869.319 |  | 869.319 | 0 | 0 | 0 | 0
18.01. | 9 | 884.0949 |  | 884.0949 | 0 | 0 | 0 | 0
18.01. | 10 | 881.6323 |  | 881.6323 | 0 | 0 | 0 | 0
18.01. | 11 | 871.7816 |  | 871.7816 | 0 | 0 | 0 | 0
18.01. | 12 | 859.4683 |  | 859.4683 | 0 | 0 | 0 | 0
18.01. | 13 | 854.543 |  | 854.543 | 0 | 0 | 0 | 0
18.01. | 14 | 866.8563 |  | 866.8563 | 0 | 0 | 0 | 0
18.01. | 15 | 847.155 |  | 847.155 | 0 | 0 | 0 | 0
18.01. | 16 | 839.7671 |  | 839.7671 | 0 | 0 | 0 | 0
18.01. | 17 | 844.6924 |  | 844.6924 | 0 | 0 | 0 | 0
18.01. | 18 | 854.543 |  | 854.543 | 0 | 0 | 0 | 0
18.01. | 19 | 869.319 |  | 869.319 | 0 | 0 | 0 | 0
18.01. | 20 | 876.707 |  | 876.707 | 0 | 0 | 0 | 0
18.01. | 21 | 876.707 |  | 876.707 | 0 | 0 | 0 | 0
18.01. | 22 | 879.1696 |  | 879.1696 | 0 | 0 | 0 | 0
18.01. | 23 | 879.1696 |  | 879.1696 | 0 | 0 | 0 | 0
18.01. | 24 | 869.319 |  | 869.319 | 0 | 0 | 0 | 0
19.01. | 1 | 911.1842 |  | 911.1842 | 0 | 0 | 0 | 0
19.01. | 2 | 903.7962 |  | 903.7962 | 0 | 0 | 0 | 0
19.01. | 3 | 871.7816 |  | 871.7816 | 0 | 0 | 0 | 0
19.01. | 4 | 866.8563 |  | 866.8563 | 0 | 0 | 0 | 0
19.01. | 5 | 869.319 |  | 869.319 | 0 | 0 | 0 | 0
19.01. | 6 | 898.8709 |  | 898.8709 | 0 | 0 | 0 | 0
19.01. | 7 | 940.7361 |  | 940.7361 | 0 | 0 | 0 | 0
19.01. | 8 | 1026.9292 |  | 1026.9292 | 0 | 0 | 0 | 0
19.01. | 9 | 1078.6451 |  | 1078.6451 | 0 | 0 | 0 | 0
19.01. | 10 | 1081.1077 |  | 1081.1077 | 0 | 0 | 0 | 0
19.01. | 11 | 1081.1077 |  | 1081.1077 | 0 | 0 | 0 | 0
19.01. | 12 | 1081.1077 |  | 1081.1077 | 0 | 0 | 0 | 0
19.01. | 13 | 1088.4957 |  | 1088.4957 | 0 | 0 | 0 | 0
19.01. | 14 | 1100.809 |  | 1100.809 | 0 | 0 | 0 | 0
19.01. | 15 | 1113.1223 |  | 1113.1223 | 0 | 0 | 0 | 0
19.01. | 16 | 1115.585 |  | 1115.585 | 0 | 0 | 0 | 0
19.01. | 17 | 1127.8983 |  | 1127.8983 | 0 | 0 | 0 | 0
19.01. | 18 | 1147.5996 |  | 1147.5996 | 0 | 0 | 0 | 0
19.01. | 19 | 1154.9875 |  | 1154.9875 | 0 | 0 | 0 | 0
19.01. | 20 | 1187.0021 |  | 1187.0021 | 0 | 0 | 0 | 0
19.01. | 21 | 1137.7489 |  | 1137.7489 | 0 | 0 | 0 | 0
19.01. | 22 | 1086.0331 |  | 1086.0331 | 0 | 0 | 0 | 0
19.01. | 23 | 1051.5558 |  | 1051.5558 | 0 | 0 | 0 | 0
19.01. | 24 | 1157.4502 |  | 1157.4502 | 0 | 0 | 0 | 0
20.01. | 1 | 1098.3464 |  | 1098.3464 | 0 | 0 | 0 | 0
20.01. | 2 | 1090.9584 |  | 1090.9584 | 0 | 0 | 0 | 0
20.01. | 3 | 1083.5704 |  | 1083.5704 | 0 | 0 | 0 | 0
20.01. | 4 | 1066.3318 |  | 1066.3318 | 0 | 0 | 0 | 0
20.01. | 5 | 1063.8691 |  | 1063.8691 | 0 | 0 | 0 | 0
20.01. | 6 | 1061.4065 |  | 1061.4065 | 0 | 0 | 0 | 0
20.01. | 7 | 1061.4065 |  | 1061.4065 | 0 | 0 | 0 | 0
20.01. | 8 | 1078.6451 |  | 1078.6451 | 0 | 0 | 0 | 0
20.01. | 9 | 1086.0331 |  | 1086.0331 | 0 | 0 | 0 | 0
20.01. | 10 | 1083.5704 |  | 1083.5704 | 0 | 0 | 0 | 0
20.01. | 11 | 1076.1824 |  | 1076.1824 | 0 | 0 | 0 | 0
20.01. | 12 | 1054.0185 |  | 1054.0185 | 0 | 0 | 0 | 0
20.01. | 13 | 1034.3172 |  | 1034.3172 | 0 | 0 | 0 | 0
20.01. | 14 | 1031.8545 |  | 1031.8545 | 0 | 0 | 0 | 0
20.01. | 15 | 1029.3919 |  | 1029.3919 | 0 | 0 | 0 | 0
20.01. | 16 | 1017.0786 |  | 1017.0786 | 0 | 0 | 0 | 0
20.01. | 17 | 1044.1678 |  | 1044.1678 | 0 | 0 | 0 | 0
20.01. | 18 | 1088.4957 |  | 1088.4957 | 0 | 0 | 0 | 0
20.01. | 19 | 1095.8837 |  | 1095.8837 | 0 | 0 | 0 | 0
20.01. | 20 | 1122.973 |  | 1122.973 | 0 | 0 | 0 | 0
20.01. | 21 | 1130.3609 |  | 1130.3609 | 0 | 0 | 0 | 0
20.01. | 22 | 1122.973 |  | 1122.973 | 0 | 0 | 0 | 0
20.01. | 23 | 1088.4957 |  | 1088.4957 | 0 | 0 | 0 | 0
20.01. | 24 | 1103.2717 |  | 1103.2717 | 0 | 0 | 0 | 0
21.01. | 1 | 987.5267 |  | 987.5267 | 0 | 0 | 0 | 0
21.01. | 2 | 935.8108 |  | 935.8108 | 0 | 0 | 0 | 0
21.01. | 3 | 923.4975 |  | 923.4975 | 0 | 0 | 0 | 0
21.01. | 4 | 879.1696 |  | 879.1696 | 0 | 0 | 0 | 0
21.01. | 5 | 913.6469 |  | 913.6469 | 0 | 0 | 0 | 0
21.01. | 6 | 916.1095 |  | 916.1095 | 0 | 0 | 0 | 0
21.01. | 7 | 957.9747 |  | 957.9747 | 0 | 0 | 0 | 0
21.01. | 8 | 1004.7653 |  | 1004.7653 | 0 | 0 | 0 | 0
21.01. | 9 | 1007.2279 |  | 1007.2279 | 0 | 0 | 0 | 0
21.01. | 10 | 997.3773 |  | 997.3773 | 0 | 0 | 0 | 0
21.01. | 11 | 989.9893 |  | 989.9893 | 0 | 0 | 0 | 0
21.01. | 12 | 977.676 |  | 977.676 | 0 | 0 | 0 | 0
21.01. | 13 | 980.1387 |  | 980.1387 | 0 | 0 | 0 | 0
21.01. | 14 | 982.6013 |  | 982.6013 | 0 | 0 | 0 | 0
21.01. | 15 | 977.676 |  | 977.676 | 0 | 0 | 0 | 0
21.01. | 16 | 975.2134 |  | 975.2134 | 0 | 0 | 0 | 0
21.01. | 17 | 980.1387 |  | 980.1387 | 0 | 0 | 0 | 0
21.01. | 18 | 1036.7799 |  | 1036.7799 | 0 | 0 | 0 | 0
21.01. | 19 | 1049.0932 |  | 1049.0932 | 0 | 0 | 0 | 0
21.01. | 20 | 1100.809 |  | 1100.809 | 0 | 0 | 0 | 0
21.01. | 21 | 1137.7489 |  | 1137.7489 | 0 | 0 | 0 | 0
21.01. | 22 | 1137.7489 |  | 1137.7489 | 0 | 0 | 0 | 0
21.01. | 23 | 1100.809 |  | 1100.809 | 0 | 0 | 0 | 0
21.01. | 24 | 1063.8691 |  | 1063.8691 | 0 | 0 | 0 | 0
22.01. | 1 | 999.84 |  | 999.84 | 0 | 0 | 0 | 0
22.01. | 2 | 975.2134 |  | 975.2134 | 0 | 0 | 0 | 0
22.01. | 3 | 982.6013 |  | 982.6013 | 0 | 0 | 0 | 0
22.01. | 4 | 987.5267 |  | 987.5267 | 0 | 0 | 0 | 0
22.01. | 5 | 1036.7799 |  | 1036.7799 | 0 | 0 | 0 | 0
22.01. | 6 | 1066.3318 |  | 1066.3318 | 0 | 0 | 0 | 0
22.01. | 7 | 1078.6451 |  | 1078.6451 | 0 | 0 | 0 | 0
22.01. | 8 | 1083.5704 |  | 1083.5704 | 0 | 0 | 0 | 0
22.01. | 9 | 1120.5103 |  | 1120.5103 | 0 | 0 | 0 | 0
22.01. | 10 | 1125.4356 |  | 1125.4356 | 0 | 0 | 0 | 0
22.01. | 11 | 1145.1369 |  | 1145.1369 | 0 | 0 | 0 | 0
22.01. | 12 | 1093.421 |  | 1093.421 | 0 | 0 | 0 | 0
22.01. | 13 | 1086.0331 |  | 1086.0331 | 0 | 0 | 0 | 0
22.01. | 14 | 1078.6451 |  | 1078.6451 | 0 | 0 | 0 | 0
22.01. | 15 | 1100.809 |  | 1100.809 | 0 | 0 | 0 | 0
22.01. | 16 | 1093.421 |  | 1093.421 | 0 | 0 | 0 | 0
22.01. | 17 | 1088.4957 |  | 1088.4957 | 0 | 0 | 0 | 0
22.01. | 18 | 1073.7198 |  | 1073.7198 | 0 | 0 | 0 | 0
22.01. | 19 | 1127.8983 |  | 1127.8983 | 0 | 0 | 0 | 0
22.01. | 20 | 1147.5996 |  | 1147.5996 | 0 | 0 | 0 | 0
22.01. | 21 | 1189.4648 |  | 1189.4648 | 0 | 0 | 0 | 0
22.01. | 22 | 1204.2407 |  | 1204.2407 | 0 | 0 | 0 | 0
22.01. | 23 | 1159.9129 |  | 1159.9129 | 0 | 0 | 0 | 0
22.01. | 24 | 1130.3609 |  | 1130.3609 | 0 | 0 | 0 | 0
23.01. | 1 | 1140.2116 |  | 1140.2116 | 0 | 0 | 0 | 0
23.01. | 2 | 1125.4356 |  | 1125.4356 | 0 | 0 | 0 | 0
23.01. | 3 | 1120.5103 |  | 1120.5103 | 0 | 0 | 0 | 0
23.01. | 4 | 1118.0476 |  | 1118.0476 | 0 | 0 | 0 | 0
23.01. | 5 | 1108.197 |  | 1108.197 | 0 | 0 | 0 | 0
23.01. | 6 | 1110.6597 |  | 1110.6597 | 0 | 0 | 0 | 0
23.01. | 7 | 1108.197 |  | 1108.197 | 0 | 0 | 0 | 0
23.01. | 8 | 1135.2863 |  | 1135.2863 | 0 | 0 | 0 | 0
23.01. | 9 | 1130.3609 |  | 1130.3609 | 0 | 0 | 0 | 0
23.01. | 10 | 1125.4356 |  | 1125.4356 | 0 | 0 | 0 | 0
23.01. | 11 | 1164.8382 |  | 1164.8382 | 0 | 0 | 0 | 0
23.01. | 12 | 1098.3464 |  | 1098.3464 | 0 | 0 | 0 | 0
23.01. | 13 | 1093.421 |  | 1093.421 | 0 | 0 | 0 | 0
23.01. | 14 | 1115.585 |  | 1115.585 | 0 | 0 | 0 | 0
23.01. | 15 | 1118.0476 |  | 1118.0476 | 0 | 0 | 0 | 0
23.01. | 16 | 1110.6597 |  | 1110.6597 | 0 | 0 | 0 | 0
23.01. | 17 | 1132.8236 |  | 1132.8236 | 0 | 0 | 0 | 0
23.01. | 18 | 1150.0622 |  | 1150.0622 | 0 | 0 | 0 | 0
23.01. | 19 | 1199.3154 |  | 1199.3154 | 0 | 0 | 0 | 0
23.01. | 20 | 1255.9566 |  | 1255.9566 | 0 | 0 | 0 | 0
23.01. | 21 | 1241.1806 |  | 1241.1806 | 0 | 0 | 0 | 0
23.01. | 22 | 1246.106 |  | 1246.106 | 0 | 0 | 0 | 0
23.01. | 23 | 1201.7781 |  | 1201.7781 | 0 | 0 | 0 | 0
23.01. | 24 | 1177.1515 |  | 1177.1515 | 0 | 0 | 0 | 0
24.01. | 1 | 1142.6742 |  | 1142.6742 | 0 | 0 | 0 | 0
24.01. | 2 | 1130.3609 |  | 1130.3609 | 0 | 0 | 0 | 0
24.01. | 3 | 1103.2717 |  | 1103.2717 | 0 | 0 | 0 | 0
24.01. | 4 | 1108.197 |  | 1108.197 | 0 | 0 | 0 | 0
24.01. | 5 | 1113.1223 |  | 1113.1223 | 0 | 0 | 0 | 0
24.01. | 6 | 1108.197 |  | 1108.197 | 0 | 0 | 0 | 0
24.01. | 7 | 1137.7489 |  | 1137.7489 | 0 | 0 | 0 | 0
24.01. | 8 | 1167.3008 |  | 1167.3008 | 0 | 0 | 0 | 0
24.01. | 9 | 1211.6287 |  | 1211.6287 | 0 | 0 | 0 | 0
24.01. | 10 | 1154.9875 |  | 1154.9875 | 0 | 0 | 0 | 0
24.01. | 11 | 1130.3609 |  | 1130.3609 | 0 | 0 | 0 | 0
24.01. | 12 | 1103.2717 |  | 1103.2717 | 0 | 0 | 0 | 0
24.01. | 13 | 1105.7343 |  | 1105.7343 | 0 | 0 | 0 | 0
24.01. | 14 | 1100.809 |  | 1100.809 | 0 | 0 | 0 | 0
24.01. | 15 | 1110.6597 |  | 1110.6597 | 0 | 0 | 0 | 0
24.01. | 16 | 1090.9584 |  | 1090.9584 | 0 | 0 | 0 | 0
24.01. | 17 | 1103.2717 |  | 1103.2717 | 0 | 0 | 0 | 0
24.01. | 18 | 1154.9875 |  | 1154.9875 | 0 | 0 | 0 | 0
24.01. | 19 | 1251.0313 |  | 1251.0313 | 0 | 0 | 0 | 0
24.01. | 20 | 1265.8072 |  | 1265.8072 | 0 | 0 | 0 | 0
24.01. | 21 | 1280.5832 |  | 1280.5832 | 0 | 0 | 0 | 0
24.01. | 22 | 1283.0459 |  | 1283.0459 | 0 | 0 | 0 | 0
24.01. | 23 | 1219.0167 |  | 1219.0167 | 0 | 0 | 0 | 0
24.01. | 24 | 1211.6287 |  | 1211.6287 | 0 | 0 | 0 | 0
25.01. | 1 | 1154.9875 |  | 1154.9875 | 0 | 0 | 0 | 0
25.01. | 2 | 1137.7489 |  | 1137.7489 | 0 | 0 | 0 | 0
25.01. | 3 | 1140.2116 |  | 1140.2116 | 0 | 0 | 0 | 0
25.01. | 4 | 1132.8236 |  | 1132.8236 | 0 | 0 | 0 | 0
25.01. | 5 | 1093.421 |  | 1093.421 | 0 | 0 | 0 | 0
25.01. | 6 | 1098.3464 |  | 1098.3464 | 0 | 0 | 0 | 0
25.01. | 7 | 1095.8837 |  | 1095.8837 | 0 | 0 | 0 | 0
25.01. | 8 | 1125.4356 |  | 1125.4356 | 0 | 0 | 0 | 0
25.01. | 9 | 1167.3008 |  | 1167.3008 | 0 | 0 | 0 | 0
25.01. | 10 | 1147.5996 |  | 1147.5996 | 0 | 0 | 0 | 0
25.01. | 11 | 1142.6742 |  | 1142.6742 | 0 | 0 | 0 | 0
25.01. | 12 | 1110.6597 |  | 1110.6597 | 0 | 0 | 0 | 0
25.01. | 13 | 1095.8837 |  | 1095.8837 | 0 | 0 | 0 | 0
25.01. | 14 | 1113.1223 |  | 1113.1223 | 0 | 0 | 0 | 0
25.01. | 15 | 1137.7489 |  | 1137.7489 | 0 | 0 | 0 | 0
25.01. | 16 | 1135.2863 |  | 1135.2863 | 0 | 0 | 0 | 0
25.01. | 17 | 1145.1369 |  | 1145.1369 | 0 | 0 | 0 | 0
25.01. | 18 | 1172.2262 |  | 1172.2262 | 0 | 0 | 0 | 0
25.01. | 19 | 1199.3154 |  | 1199.3154 | 0 | 0 | 0 | 0
25.01. | 20 | 1211.6287 |  | 1211.6287 | 0 | 0 | 0 | 0
25.01. | 21 | 1231.33 |  | 1231.33 | 0 | 0 | 0 | 0
25.01. | 22 | 1228.8673 |  | 1228.8673 | 0 | 0 | 0 | 0
25.01. | 23 | 1187.0021 |  | 1187.0021 | 0 | 0 | 0 | 0
25.01. | 24 | 1174.6888 |  | 1174.6888 | 0 | 0 | 0 | 0
26.01. | 1 | 1167.3008 |  | 1167.3008 | 0 | 0 | 0 | 0
26.01. | 2 | 1167.3008 |  | 1167.3008 | 0 | 0 | 0 | 0
26.01. | 3 | 1172.2262 |  | 1172.2262 | 0 | 0 | 0 | 0
26.01. | 4 | 1157.4502 |  | 1157.4502 | 0 | 0 | 0 | 0
26.01. | 5 | 1154.9875 |  | 1154.9875 | 0 | 0 | 0 | 0
26.01. | 6 | 1154.9875 |  | 1154.9875 | 0 | 0 | 0 | 0
26.01. | 7 | 1157.4502 |  | 1157.4502 | 0 | 0 | 0 | 0
26.01. | 8 | 1159.9129 |  | 1159.9129 | 0 | 0 | 0 | 0
26.01. | 9 | 1167.3008 |  | 1167.3008 | 0 | 0 | 0 | 0
26.01. | 10 | 1169.7635 |  | 1169.7635 | 0 | 0 | 0 | 0
26.01. | 11 | 1132.8236 |  | 1132.8236 | 0 | 0 | 0 | 0
26.01. | 12 | 1093.421 |  | 1093.421 | 0 | 0 | 0 | 0
26.01. | 13 | 1095.8837 |  | 1095.8837 | 0 | 0 | 0 | 0
26.01. | 14 | 1095.8837 |  | 1095.8837 | 0 | 0 | 0 | 0
26.01. | 15 | 1093.421 |  | 1093.421 | 0 | 0 | 0 | 0
26.01. | 16 | 1086.0331 |  | 1086.0331 | 0 | 0 | 0 | 0
26.01. | 17 | 1095.8837 |  | 1095.8837 | 0 | 0 | 0 | 0
26.01. | 18 | 1130.3609 |  | 1130.3609 | 0 | 0 | 0 | 0
26.01. | 19 | 1164.8382 |  | 1164.8382 | 0 | 0 | 0 | 0
26.01. | 20 | 1182.0768 |  | 1182.0768 | 0 | 0 | 0 | 0
26.01. | 21 | 1154.9875 |  | 1154.9875 | 0 | 0 | 0 | 0
26.01. | 22 | 1147.5996 |  | 1147.5996 | 0 | 0 | 0 | 0
26.01. | 23 | 1127.8983 |  | 1127.8983 | 0 | 0 | 0 | 0
26.01. | 24 | 1115.585 |  | 1115.585 | 0 | 0 | 0 | 0
27.01. | 1 | 1081.1077 |  | 1081.1077 | 0 | 0 | 0 | 0
27.01. | 2 | 1071.2571 |  | 1071.2571 | 0 | 0 | 0 | 0
27.01. | 3 | 1039.2425 |  | 1039.2425 | 0 | 0 | 0 | 0
27.01. | 4 | 1014.6159 |  | 1014.6159 | 0 | 0 | 0 | 0
27.01. | 5 | 1007.2279 |  | 1007.2279 | 0 | 0 | 0 | 0
27.01. | 6 | 1007.2279 |  | 1007.2279 | 0 | 0 | 0 | 0
27.01. | 7 | 1007.2279 |  | 1007.2279 | 0 | 0 | 0 | 0
27.01. | 8 | 1046.6305 |  | 1046.6305 | 0 | 0 | 0 | 0
27.01. | 9 | 1058.9438 |  | 1058.9438 | 0 | 0 | 0 | 0
27.01. | 10 | 1054.0185 |  | 1054.0185 | 0 | 0 | 0 | 0
27.01. | 11 | 1041.7052 |  | 1041.7052 | 0 | 0 | 0 | 0
27.01. | 12 | 1029.3919 |  | 1029.3919 | 0 | 0 | 0 | 0
27.01. | 13 | 992.452 |  | 992.452 | 0 | 0 | 0 | 0
27.01. | 14 | 999.84 |  | 999.84 | 0 | 0 | 0 | 0
27.01. | 15 | 989.9893 |  | 989.9893 | 0 | 0 | 0 | 0
27.01. | 16 | 982.6013 |  | 982.6013 | 0 | 0 | 0 | 0
27.01. | 17 | 1017.0786 |  | 1017.0786 | 0 | 0 | 0 | 0
27.01. | 18 | 1081.1077 |  | 1081.1077 | 0 | 0 | 0 | 0
27.01. | 19 | 1103.2717 |  | 1103.2717 | 0 | 0 | 0 | 0
27.01. | 20 | 1122.973 |  | 1122.973 | 0 | 0 | 0 | 0
27.01. | 21 | 1108.197 |  | 1108.197 | 0 | 0 | 0 | 0
27.01. | 22 | 1100.809 |  | 1100.809 | 0 | 0 | 0 | 0
27.01. | 23 | 1098.3464 |  | 1098.3464 | 0 | 0 | 0 | 0
27.01. | 24 | 1081.1077 |  | 1081.1077 | 0 | 0 | 0 | 0
28.01. | 1 | 1044.1678 |  | 1044.1678 | 0 | 0 | 0 | 0
28.01. | 2 | 1026.9292 |  | 1026.9292 | 0 | 0 | 0 | 0
28.01. | 3 | 1024.4666 |  | 1024.4666 | 0 | 0 | 0 | 0
28.01. | 4 | 1022.0039 |  | 1022.0039 | 0 | 0 | 0 | 0
28.01. | 5 | 1036.7799 |  | 1036.7799 | 0 | 0 | 0 | 0
28.01. | 6 | 1044.1678 |  | 1044.1678 | 0 | 0 | 0 | 0
28.01. | 7 | 1044.1678 |  | 1044.1678 | 0 | 0 | 0 | 0
28.01. | 8 | 1051.5558 |  | 1051.5558 | 0 | 0 | 0 | 0
28.01. | 9 | 1058.9438 |  | 1058.9438 | 0 | 0 | 0 | 0
28.01. | 10 | 1056.4811 |  | 1056.4811 | 0 | 0 | 0 | 0
28.01. | 11 | 1054.0185 |  | 1054.0185 | 0 | 0 | 0 | 0
28.01. | 12 | 1058.9438 |  | 1058.9438 | 0 | 0 | 0 | 0
28.01. | 13 | 1041.7052 |  | 1041.7052 | 0 | 0 | 0 | 0
28.01. | 14 | 1046.6305 |  | 1046.6305 | 0 | 0 | 0 | 0
28.01. | 15 | 1051.5558 |  | 1051.5558 | 0 | 0 | 0 | 0
28.01. | 16 | 1054.0185 |  | 1054.0185 | 0 | 0 | 0 | 0
28.01. | 17 | 1076.1824 |  | 1076.1824 | 0 | 0 | 0 | 0
28.01. | 18 | 1174.6888 |  | 1174.6888 | 0 | 0 | 0 | 0
28.01. | 19 | 1260.8819 |  | 1260.8819 | 0 | 0 | 0 | 0
28.01. | 20 | 1238.718 |  | 1238.718 | 0 | 0 | 0 | 0
28.01. | 21 | 1243.6433 |  | 1243.6433 | 0 | 0 | 0 | 0
28.01. | 22 | 1231.33 |  | 1231.33 | 0 | 0 | 0 | 0
28.01. | 23 | 1206.7034 |  | 1206.7034 | 0 | 0 | 0 | 0
28.01. | 24 | 1169.7635 |  | 1169.7635 | 0 | 0 | 0 | 0
29.01. | 1 | 1157.4502 |  | 1157.4502 | 0 | 0 | 0 | 0
29.01. | 2 | 1191.9274 |  | 1191.9274 | 0 | 0 | 0 | 0
29.01. | 3 | 1184.5395 |  | 1184.5395 | 0 | 0 | 0 | 0
29.01. | 4 | 1179.6141 |  | 1179.6141 | 0 | 0 | 0 | 0
29.01. | 5 | 1150.0622 |  | 1150.0622 | 0 | 0 | 0 | 0
29.01. | 6 | 1152.5249 |  | 1152.5249 | 0 | 0 | 0 | 0
29.01. | 7 | 1182.0768 |  | 1182.0768 | 0 | 0 | 0 | 0
29.01. | 8 | 1196.8528 |  | 1196.8528 | 0 | 0 | 0 | 0
29.01. | 9 | 1211.6287 |  | 1211.6287 | 0 | 0 | 0 | 0
29.01. | 10 | 1199.3154 |  | 1199.3154 | 0 | 0 | 0 | 0
29.01. | 11 | 1187.0021 |  | 1187.0021 | 0 | 0 | 0 | 0
29.01. | 12 | 1179.6141 |  | 1179.6141 | 0 | 0 | 0 | 0
29.01. | 13 | 1177.1515 |  | 1177.1515 | 0 | 0 | 0 | 0
29.01. | 14 | 1179.6141 |  | 1179.6141 | 0 | 0 | 0 | 0
29.01. | 15 | 1179.6141 |  | 1179.6141 | 0 | 0 | 0 | 0
29.01. | 16 | 1164.8382 |  | 1164.8382 | 0 | 0 | 0 | 0
29.01. | 17 | 1167.3008 |  | 1167.3008 | 0 | 0 | 0 | 0
29.01. | 18 | 1238.718 |  | 1238.718 | 0 | 0 | 0 | 0
29.01. | 19 | 1280.5832 |  | 1280.5832 | 0 | 0 | 0 | 0
29.01. | 20 | 1292.8965 |  | 1292.8965 | 0 | 0 | 0 | 0
29.01. | 21 | 1287.9712 |  | 1287.9712 | 0 | 0 | 0 | 0
29.01. | 22 | 1275.6579 |  | 1275.6579 | 0 | 0 | 0 | 0
29.01. | 23 | 1248.5686 |  | 1248.5686 | 0 | 0 | 0 | 0
29.01. | 24 | 1238.718 |  | 1238.718 | 0 | 0 | 0 | 0
30.01. | 1 | 1253.4939 |  | 1253.4939 | 0 | 0 | 0 | 0
30.01. | 2 | 1243.6433 |  | 1243.6433 | 0 | 0 | 0 | 0
30.01. | 3 | 1233.7927 |  | 1233.7927 | 0 | 0 | 0 | 0
30.01. | 4 | 1241.1806 |  | 1241.1806 | 0 | 0 | 0 | 0
30.01. | 5 | 1241.1806 |  | 1241.1806 | 0 | 0 | 0 | 0
30.01. | 6 | 1236.2553 |  | 1236.2553 | 0 | 0 | 0 | 0
30.01. | 7 | 1236.2553 |  | 1236.2553 | 0 | 0 | 0 | 0
30.01. | 8 | 1251.0313 |  | 1251.0313 | 0 | 0 | 0 | 0
30.01. | 9 | 1278.1205 |  | 1278.1205 | 0 | 0 | 0 | 0
30.01. | 10 | 1278.1205 |  | 1278.1205 | 0 | 0 | 0 | 0
30.01. | 11 | 1265.8072 |  | 1265.8072 | 0 | 0 | 0 | 0
30.01. | 12 | 1265.8072 |  | 1265.8072 | 0 | 0 | 0 | 0
30.01. | 13 | 1265.8072 |  | 1265.8072 | 0 | 0 | 0 | 0
30.01. | 14 | 1275.6579 |  | 1275.6579 | 0 | 0 | 0 | 0
30.01. | 15 | 1251.0313 |  | 1251.0313 | 0 | 0 | 0 | 0
30.01. | 16 | 1295.3592 |  | 1295.3592 | 0 | 0 | 0 | 0
30.01. | 17 | 1312.5978 |  | 1312.5978 | 0 | 0 | 0 | 0
30.01. | 18 | 1322.4484 |  | 1322.4484 | 0 | 0 | 0 | 0
30.01. | 19 | 1332.2991 |  | 1332.2991 | 0 | 0 | 0 | 0
30.01. | 20 | 1347.075 |  | 1347.075 | 0 | 0 | 0 | 0
30.01. | 21 | 1366.7763 |  | 1366.7763 | 0 | 0 | 0 | 0
30.01. | 22 | 1359.3883 |  | 1359.3883 | 0 | 0 | 0 | 0
30.01. | 23 | 1344.6124 |  | 1344.6124 | 0 | 0 | 0 | 0
30.01. | 24 | 1347.075 |  | 1347.075 | 0 | 0 | 0 | 0
31.01. | 1 | 1297.8218 |  | 1297.8218 | 0 | 0 | 0 | 0
31.01. | 2 | 1275.6579 |  | 1275.6579 | 0 | 0 | 0 | 0
31.01. | 3 | 1221.4794 |  | 1221.4794 | 0 | 0 | 0 | 0
31.01. | 4 | 1214.0914 |  | 1214.0914 | 0 | 0 | 0 | 0
31.01. | 5 | 1182.0768 |  | 1182.0768 | 0 | 0 | 0 | 0
31.01. | 6 | 1196.8528 |  | 1196.8528 | 0 | 0 | 0 | 0
31.01. | 7 | 1258.4193 |  | 1258.4193 | 0 | 0 | 0 | 0
31.01. | 8 | 1280.5832 |  | 1280.5832 | 0 | 0 | 0 | 0
31.01. | 9 | 1307.6725 |  | 1307.6725 | 0 | 0 | 0 | 0
31.01. | 10 | 1292.8965 |  | 1292.8965 | 0 | 0 | 0 | 0
31.01. | 11 | 1248.5686 |  | 1248.5686 | 0 | 0 | 0 | 0
31.01. | 12 | 1214.0914 |  | 1214.0914 | 0 | 0 | 0 | 0
31.01. | 13 | 1243.6433 |  | 1243.6433 | 0 | 0 | 0 | 0
31.01. | 14 | 1246.106 |  | 1246.106 | 0 | 0 | 0 | 0
31.01. | 15 | 1236.2553 |  | 1236.2553 | 0 | 0 | 0 | 0
31.01. | 16 | 1243.6433 |  | 1243.6433 | 0 | 0 | 0 | 0
31.01. | 17 | 1243.6433 |  | 1243.6433 | 0 | 0 | 0 | 0
31.01. | 18 | 1251.0313 |  | 1251.0313 | 0 | 0 | 0 | 0
31.01. | 19 | 1315.0604 |  | 1315.0604 | 0 | 0 | 0 | 0
31.01. | 20 | 1337.2244 |  | 1337.2244 | 0 | 0 | 0 | 0
31.01. | 21 | 1349.5377 |  | 1349.5377 | 0 | 0 | 0 | 0
31.01. | 22 | 1352.0003 |  | 1352.0003 | 0 | 0 | 0 | 0
31.01. | 23 | 1322.4484 |  | 1322.4484 | 0 | 0 | 0 | 0
31.01. | 24 | 1317.5231 |  | 1317.5231 | 0 | 0 | 0 | 0
01.02. | 1 | 1300.2845 |  | 1300.2845 | 0 | 0 | 0 | 0
01.02. | 2 | 1310.1351 |  | 1310.1351 | 0 | 0 | 0 | 0
01.02. | 3 | 1302.7471 |  | 1302.7471 | 0 | 0 | 0 | 0
01.02. | 4 | 1295.3592 |  | 1295.3592 | 0 | 0 | 0 | 0
01.02. | 5 | 1292.8965 |  | 1292.8965 | 0 | 0 | 0 | 0
01.02. | 6 | 1290.4338 |  | 1290.4338 | 0 | 0 | 0 | 0
01.02. | 7 | 1292.8965 |  | 1292.8965 | 0 | 0 | 0 | 0
01.02. | 8 | 1292.8965 |  | 1292.8965 | 0 | 0 | 0 | 0
01.02. | 9 | 1315.0604 |  | 1315.0604 | 0 | 0 | 0 | 0
01.02. | 10 | 1307.6725 |  | 1307.6725 | 0 | 0 | 0 | 0
01.02. | 11 | 1290.4338 |  | 1290.4338 | 0 | 0 | 0 | 0
01.02. | 12 | 1280.5832 |  | 1280.5832 | 0 | 0 | 0 | 0
01.02. | 13 | 1280.5832 |  | 1280.5832 | 0 | 0 | 0 | 0
01.02. | 14 | 1290.4338 |  | 1290.4338 | 0 | 0 | 0 | 0
01.02. | 15 | 1275.6579 |  | 1275.6579 | 0 | 0 | 0 | 0
01.02. | 16 | 1297.8218 |  | 1297.8218 | 0 | 0 | 0 | 0
01.02. | 17 | 1302.7471 |  | 1302.7471 | 0 | 0 | 0 | 0
01.02. | 18 | 1319.9858 |  | 1319.9858 | 0 | 0 | 0 | 0
01.02. | 19 | 1327.3737 |  | 1327.3737 | 0 | 0 | 0 | 0
01.02. | 20 | 1347.075 |  | 1347.075 | 0 | 0 | 0 | 0
01.02. | 21 | 1376.6269 |  | 1376.6269 | 0 | 0 | 0 | 0
01.02. | 22 | 1364.3136 |  | 1364.3136 | 0 | 0 | 0 | 0
01.02. | 23 | 1356.9257 |  | 1356.9257 | 0 | 0 | 0 | 0
01.02. | 24 | 1344.6124 |  | 1344.6124 | 0 | 0 | 0 | 0
02.02. | 1 | 1324.9111 |  | 1324.9111 | 0 | 0 | 0 | 0
02.02. | 2 | 1322.4484 |  | 1322.4484 | 0 | 0 | 0 | 0
02.02. | 3 | 1319.9858 |  | 1319.9858 | 0 | 0 | 0 | 0
02.02. | 4 | 1319.9858 |  | 1319.9858 | 0 | 0 | 0 | 0
02.02. | 5 | 1324.9111 |  | 1324.9111 | 0 | 0 | 0 | 0
02.02. | 6 | 1327.3737 |  | 1327.3737 | 0 | 0 | 0 | 0
02.02. | 7 | 1317.5231 |  | 1317.5231 | 0 | 0 | 0 | 0
02.02. | 8 | 1305.2098 |  | 1305.2098 | 0 | 0 | 0 | 0
02.02. | 9 | 1315.0604 |  | 1315.0604 | 0 | 0 | 0 | 0
02.02. | 10 | 1300.2845 |  | 1300.2845 | 0 | 0 | 0 | 0
02.02. | 11 | 1278.1205 |  | 1278.1205 | 0 | 0 | 0 | 0
02.02. | 12 | 1221.4794 |  | 1221.4794 | 0 | 0 | 0 | 0
02.02. | 13 | 1221.4794 |  | 1221.4794 | 0 | 0 | 0 | 0
02.02. | 14 | 1226.4047 |  | 1226.4047 | 0 | 0 | 0 | 0
02.02. | 15 | 1251.0313 |  | 1251.0313 | 0 | 0 | 0 | 0
02.02. | 16 | 1268.2699 |  | 1268.2699 | 0 | 0 | 0 | 0
02.02. | 17 | 1292.8965 |  | 1292.8965 | 0 | 0 | 0 | 0
02.02. | 18 | 1334.7617 |  | 1334.7617 | 0 | 0 | 0 | 0
02.02. | 19 | 1344.6124 |  | 1344.6124 | 0 | 0 | 0 | 0
02.02. | 20 | 1349.5377 |  | 1349.5377 | 0 | 0 | 0 | 0
02.02. | 21 | 1354.463 |  | 1354.463 | 0 | 0 | 0 | 0
02.02. | 22 | 1364.3136 |  | 1364.3136 | 0 | 0 | 0 | 0
02.02. | 23 | 1364.3136 |  | 1364.3136 | 0 | 0 | 0 | 0
02.02. | 24 | 1354.463 |  | 1354.463 | 0 | 0 | 0 | 0
03.02. | 1 | 1337.2244 |  | 1337.2244 | 0 | 0 | 0 | 0
03.02. | 2 | 1334.7617 |  | 1334.7617 | 0 | 0 | 0 | 0
03.02. | 3 | 1332.2991 |  | 1332.2991 | 0 | 0 | 0 | 0
03.02. | 4 | 1329.8364 |  | 1329.8364 | 0 | 0 | 0 | 0
03.02. | 5 | 1319.9858 |  | 1319.9858 | 0 | 0 | 0 | 0
03.02. | 6 | 1319.9858 |  | 1319.9858 | 0 | 0 | 0 | 0
03.02. | 7 | 1322.4484 |  | 1322.4484 | 0 | 0 | 0 | 0
03.02. | 8 | 1312.5978 |  | 1312.5978 | 0 | 0 | 0 | 0
03.02. | 9 | 1310.1351 |  | 1310.1351 | 0 | 0 | 0 | 0
03.02. | 10 | 1292.8965 |  | 1292.8965 | 0 | 0 | 0 | 0
03.02. | 11 | 1216.554 |  | 1216.554 | 0 | 0 | 0 | 0
03.02. | 12 | 1214.0914 |  | 1214.0914 | 0 | 0 | 0 | 0
03.02. | 13 | 1196.8528 |  | 1196.8528 | 0 | 0 | 0 | 0
03.02. | 14 | 1196.8528 |  | 1196.8528 | 0 | 0 | 0 | 0
03.02. | 15 | 1201.7781 |  | 1201.7781 | 0 | 0 | 0 | 0
03.02. | 16 | 1201.7781 |  | 1201.7781 | 0 | 0 | 0 | 0
03.02. | 17 | 1199.3154 |  | 1199.3154 | 0 | 0 | 0 | 0
03.02. | 18 | 1255.9566 |  | 1255.9566 | 0 | 0 | 0 | 0
03.02. | 19 | 1305.2098 |  | 1305.2098 | 0 | 0 | 0 | 0
03.02. | 20 | 1361.851 |  | 1361.851 | 0 | 0 | 0 | 0
03.02. | 21 | 1379.0896 |  | 1379.0896 | 0 | 0 | 0 | 0
03.02. | 22 | 1376.6269 |  | 1376.6269 | 0 | 0 | 0 | 0
03.02. | 23 | 1371.7016 |  | 1371.7016 | 0 | 0 | 0 | 0
03.02. | 24 | 1295.3592 |  | 1295.3592 | 0 | 0 | 0 | 0
04.02. | 1 | 1270.7326 |  | 1270.7326 | 0 | 0 | 0 | 0
04.02. | 2 | 1270.7326 |  | 1270.7326 | 0 | 0 | 0 | 0
04.02. | 3 | 1263.3446 |  | 1263.3446 | 0 | 0 | 0 | 0
04.02. | 4 | 1258.4193 |  | 1258.4193 | 0 | 0 | 0 | 0
04.02. | 5 | 1263.3446 |  | 1263.3446 | 0 | 0 | 0 | 0
04.02. | 6 | 1248.5686 |  | 1248.5686 | 0 | 0 | 0 | 0
04.02. | 7 | 1246.106 |  | 1246.106 | 0 | 0 | 0 | 0
04.02. | 8 | 1255.9566 |  | 1255.9566 | 0 | 0 | 0 | 0
04.02. | 9 | 1290.4338 |  | 1290.4338 | 0 | 0 | 0 | 0
04.02. | 10 | 1246.106 |  | 1246.106 | 0 | 0 | 0 | 0
04.02. | 11 | 1164.8382 |  | 1164.8382 | 0 | 0 | 0 | 0
04.02. | 12 | 1142.6742 |  | 1142.6742 | 0 | 0 | 0 | 0
04.02. | 13 | 1132.8236 |  | 1132.8236 | 0 | 0 | 0 | 0
04.02. | 14 | 1132.8236 |  | 1132.8236 | 0 | 0 | 0 | 0
04.02. | 15 | 1140.2116 |  | 1140.2116 | 0 | 0 | 0 | 0
04.02. | 16 | 1137.7489 |  | 1137.7489 | 0 | 0 | 0 | 0
04.02. | 17 | 1140.2116 |  | 1140.2116 | 0 | 0 | 0 | 0
04.02. | 18 | 1248.5686 |  | 1248.5686 | 0 | 0 | 0 | 0
04.02. | 19 | 1285.5085 |  | 1285.5085 | 0 | 0 | 0 | 0
04.02. | 20 | 1290.4338 |  | 1290.4338 | 0 | 0 | 0 | 0
04.02. | 21 | 1310.1351 |  | 1310.1351 | 0 | 0 | 0 | 0
04.02. | 22 | 1327.3737 |  | 1327.3737 | 0 | 0 | 0 | 0
04.02. | 23 | 1295.3592 |  | 1295.3592 | 0 | 0 | 0 | 0
04.02. | 24 | 1238.718 |  | 1238.718 | 0 | 0 | 0 | 0
05.02. | 1 | 1248.5686 |  | 1248.5686 | 0 | 0 | 0 | 0
05.02. | 2 | 1243.6433 |  | 1243.6433 | 0 | 0 | 0 | 0
05.02. | 3 | 1251.0313 |  | 1251.0313 | 0 | 0 | 0 | 0
05.02. | 4 | 1246.106 |  | 1246.106 | 0 | 0 | 0 | 0
05.02. | 5 | 1243.6433 |  | 1243.6433 | 0 | 0 | 0 | 0
05.02. | 6 | 1246.106 |  | 1246.106 | 0 | 0 | 0 | 0
05.02. | 7 | 1258.4193 |  | 1258.4193 | 0 | 0 | 0 | 0
05.02. | 8 | 1265.8072 |  | 1265.8072 | 0 | 0 | 0 | 0
05.02. | 9 | 1285.5085 |  | 1285.5085 | 0 | 0 | 0 | 0
05.02. | 10 | 1280.5832 |  | 1280.5832 | 0 | 0 | 0 | 0
05.02. | 11 | 1275.6579 |  | 1275.6579 | 0 | 0 | 0 | 0
05.02. | 12 | 1233.7927 |  | 1233.7927 | 0 | 0 | 0 | 0
05.02. | 13 | 1268.2699 |  | 1268.2699 | 0 | 0 | 0 | 0
05.02. | 14 | 1263.3446 |  | 1263.3446 | 0 | 0 | 0 | 0
05.02. | 15 | 1258.4193 |  | 1258.4193 | 0 | 0 | 0 | 0
05.02. | 16 | 1246.106 |  | 1246.106 | 0 | 0 | 0 | 0
05.02. | 17 | 1238.718 |  | 1238.718 | 0 | 0 | 0 | 0
05.02. | 18 | 1265.8072 |  | 1265.8072 | 0 | 0 | 0 | 0
05.02. | 19 | 1297.8218 |  | 1297.8218 | 0 | 0 | 0 | 0
05.02. | 20 | 1317.5231 |  | 1317.5231 | 0 | 0 | 0 | 0
05.02. | 21 | 1295.3592 |  | 1295.3592 | 0 | 0 | 0 | 0
05.02. | 22 | 1302.7471 |  | 1302.7471 | 0 | 0 | 0 | 0
05.02. | 23 | 1295.3592 |  | 1295.3592 | 0 | 0 | 0 | 0
05.02. | 24 | 1280.5832 |  | 1280.5832 | 0 | 0 | 0 | 0
06.02. | 1 | 1187.0021 |  | 1187.0021 | 0 | 0 | 0 | 0
06.02. | 2 | 1189.4648 |  | 1189.4648 | 0 | 0 | 0 | 0
06.02. | 3 | 1169.7635 |  | 1169.7635 | 0 | 0 | 0 | 0
06.02. | 4 | 1152.5249 |  | 1152.5249 | 0 | 0 | 0 | 0
06.02. | 5 | 1150.0622 |  | 1150.0622 | 0 | 0 | 0 | 0
06.02. | 6 | 1157.4502 |  | 1157.4502 | 0 | 0 | 0 | 0
06.02. | 7 | 1147.5996 |  | 1147.5996 | 0 | 0 | 0 | 0
06.02. | 8 | 1159.9129 |  | 1159.9129 | 0 | 0 | 0 | 0
06.02. | 9 | 1172.2262 |  | 1172.2262 | 0 | 0 | 0 | 0
06.02. | 10 | 1172.2262 |  | 1172.2262 | 0 | 0 | 0 | 0
06.02. | 11 | 1169.7635 |  | 1169.7635 | 0 | 0 | 0 | 0
06.02. | 12 | 1162.3755 |  | 1162.3755 | 0 | 0 | 0 | 0
06.02. | 13 | 1132.8236 |  | 1132.8236 | 0 | 0 | 0 | 0
06.02. | 14 | 1130.3609 |  | 1130.3609 | 0 | 0 | 0 | 0
06.02. | 15 | 1130.3609 |  | 1130.3609 | 0 | 0 | 0 | 0
06.02. | 16 | 1135.2863 |  | 1135.2863 | 0 | 0 | 0 | 0
06.02. | 17 | 1145.1369 |  | 1145.1369 | 0 | 0 | 0 | 0
06.02. | 18 | 1135.2863 |  | 1135.2863 | 0 | 0 | 0 | 0
06.02. | 19 | 1147.5996 |  | 1147.5996 | 0 | 0 | 0 | 0
06.02. | 20 | 1142.6742 |  | 1142.6742 | 0 | 0 | 0 | 0
06.02. | 21 | 1162.3755 |  | 1162.3755 | 0 | 0 | 0 | 0
06.02. | 22 | 1169.7635 |  | 1169.7635 | 0 | 0 | 0 | 0
06.02. | 23 | 1164.8382 |  | 1164.8382 | 0 | 0 | 0 | 0
06.02. | 24 | 1157.4502 |  | 1157.4502 | 0 | 0 | 0 | 0
07.02. | 1 | 1132.8236 |  | 1132.8236 | 0 | 0 | 0 | 0
07.02. | 2 | 1083.5704 |  | 1083.5704 | 0 | 0 | 0 | 0
07.02. | 3 | 1066.3318 |  | 1066.3318 | 0 | 0 | 0 | 0
07.02. | 4 | 1071.2571 |  | 1071.2571 | 0 | 0 | 0 | 0
07.02. | 5 | 1063.8691 |  | 1063.8691 | 0 | 0 | 0 | 0
07.02. | 6 | 1061.4065 |  | 1061.4065 | 0 | 0 | 0 | 0
07.02. | 7 | 1058.9438 |  | 1058.9438 | 0 | 0 | 0 | 0
07.02. | 8 | 1086.0331 |  | 1086.0331 | 0 | 0 | 0 | 0
07.02. | 9 | 1108.197 |  | 1108.197 | 0 | 0 | 0 | 0
07.02. | 10 | 1095.8837 |  | 1095.8837 | 0 | 0 | 0 | 0
07.02. | 11 | 1090.9584 |  | 1090.9584 | 0 | 0 | 0 | 0
07.02. | 12 | 1081.1077 |  | 1081.1077 | 0 | 0 | 0 | 0
07.02. | 13 | 1078.6451 |  | 1078.6451 | 0 | 0 | 0 | 0
07.02. | 14 | 1076.1824 |  | 1076.1824 | 0 | 0 | 0 | 0
07.02. | 15 | 1110.6597 |  | 1110.6597 | 0 | 0 | 0 | 0
07.02. | 16 | 1100.809 |  | 1100.809 | 0 | 0 | 0 | 0
07.02. | 17 | 1088.4957 |  | 1088.4957 | 0 | 0 | 0 | 0
07.02. | 18 | 1113.1223 |  | 1113.1223 | 0 | 0 | 0 | 0
07.02. | 19 | 1120.5103 |  | 1120.5103 | 0 | 0 | 0 | 0
07.02. | 20 | 1120.5103 |  | 1120.5103 | 0 | 0 | 0 | 0
07.02. | 21 | 1115.585 |  | 1115.585 | 0 | 0 | 0 | 0
07.02. | 22 | 1118.0476 |  | 1118.0476 | 0 | 0 | 0 | 0
07.02. | 23 | 1122.973 |  | 1122.973 | 0 | 0 | 0 | 0
07.02. | 24 | 1142.6742 |  | 1142.6742 | 0 | 0 | 0 | 0
08.02. | 1 | 1125.4356 |  | 1125.4356 | 0 | 0 | 0 | 0
08.02. | 2 | 1118.0476 |  | 1118.0476 | 0 | 0 | 0 | 0
08.02. | 3 | 1120.5103 |  | 1120.5103 | 0 | 0 | 0 | 0
08.02. | 4 | 1115.585 |  | 1115.585 | 0 | 0 | 0 | 0
08.02. | 5 | 1118.0476 |  | 1118.0476 | 0 | 0 | 0 | 0
08.02. | 6 | 1115.585 |  | 1115.585 | 0 | 0 | 0 | 0
08.02. | 7 | 1110.6597 |  | 1110.6597 | 0 | 0 | 0 | 0
08.02. | 8 | 1162.3755 |  | 1162.3755 | 0 | 0 | 0 | 0
08.02. | 9 | 1177.1515 |  | 1177.1515 | 0 | 0 | 0 | 0
08.02. | 10 | 1194.3901 |  | 1194.3901 | 0 | 0 | 0 | 0
08.02. | 11 | 1169.7635 |  | 1169.7635 | 0 | 0 | 0 | 0
08.02. | 12 | 1162.3755 |  | 1162.3755 | 0 | 0 | 0 | 0
08.02. | 13 | 1167.3008 |  | 1167.3008 | 0 | 0 | 0 | 0
08.02. | 14 | 1177.1515 |  | 1177.1515 | 0 | 0 | 0 | 0
08.02. | 15 | 1174.6888 |  | 1174.6888 | 0 | 0 | 0 | 0
08.02. | 16 | 1169.7635 |  | 1169.7635 | 0 | 0 | 0 | 0
08.02. | 17 | 1172.2262 |  | 1172.2262 | 0 | 0 | 0 | 0
08.02. | 18 | 1184.5395 |  | 1184.5395 | 0 | 0 | 0 | 0
08.02. | 19 | 1177.1515 |  | 1177.1515 | 0 | 0 | 0 | 0
08.02. | 20 | 1177.1515 |  | 1177.1515 | 0 | 0 | 0 | 0
08.02. | 21 | 1167.3008 |  | 1167.3008 | 0 | 0 | 0 | 0
08.02. | 22 | 1169.7635 |  | 1169.7635 | 0 | 0 | 0 | 0
08.02. | 23 | 1167.3008 |  | 1167.3008 | 0 | 0 | 0 | 0
08.02. | 24 | 1125.4356 |  | 1125.4356 | 0 | 0 | 0 | 0
09.02. | 1 | 1068.7944 |  | 1068.7944 | 0 | 0 | 0 | 0
09.02. | 2 | 1056.4811 |  | 1056.4811 | 0 | 0 | 0 | 0
09.02. | 3 | 1056.4811 |  | 1056.4811 | 0 | 0 | 0 | 0
09.02. | 4 | 1054.0185 |  | 1054.0185 | 0 | 0 | 0 | 0
09.02. | 5 | 1056.4811 |  | 1056.4811 | 0 | 0 | 0 | 0
09.02. | 6 | 1051.5558 |  | 1051.5558 | 0 | 0 | 0 | 0
09.02. | 7 | 1044.1678 |  | 1044.1678 | 0 | 0 | 0 | 0
09.02. | 8 | 1044.1678 |  | 1044.1678 | 0 | 0 | 0 | 0
09.02. | 9 | 1058.9438 |  | 1058.9438 | 0 | 0 | 0 | 0
09.02. | 10 | 1054.0185 |  | 1054.0185 | 0 | 0 | 0 | 0
09.02. | 11 | 1049.0932 |  | 1049.0932 | 0 | 0 | 0 | 0
09.02. | 12 | 1036.7799 |  | 1036.7799 | 0 | 0 | 0 | 0
09.02. | 13 | 1029.3919 |  | 1029.3919 | 0 | 0 | 0 | 0
09.02. | 14 | 1007.2279 |  | 1007.2279 | 0 | 0 | 0 | 0
09.02. | 15 | 1007.2279 |  | 1007.2279 | 0 | 0 | 0 | 0
09.02. | 16 | 1007.2279 |  | 1007.2279 | 0 | 0 | 0 | 0
09.02. | 17 | 1034.3172 |  | 1034.3172 | 0 | 0 | 0 | 0
09.02. | 18 | 1051.5558 |  | 1051.5558 | 0 | 0 | 0 | 0
09.02. | 19 | 1054.0185 |  | 1054.0185 | 0 | 0 | 0 | 0
09.02. | 20 | 1068.7944 |  | 1068.7944 | 0 | 0 | 0 | 0
09.02. | 21 | 1073.7198 |  | 1073.7198 | 0 | 0 | 0 | 0
09.02. | 22 | 1073.7198 |  | 1073.7198 | 0 | 0 | 0 | 0
09.02. | 23 | 1076.1824 |  | 1076.1824 | 0 | 0 | 0 | 0
09.02. | 24 | 1054.0185 |  | 1054.0185 | 0 | 0 | 0 | 0
10.02. | 1 | 1034.3172 |  | 1034.3172 | 0 | 0 | 0 | 0
10.02. | 2 | 1036.7799 |  | 1036.7799 | 0 | 0 | 0 | 0
10.02. | 3 | 1036.7799 |  | 1036.7799 | 0 | 0 | 0 | 0
10.02. | 4 | 1034.3172 |  | 1034.3172 | 0 | 0 | 0 | 0
10.02. | 5 | 1073.7198 |  | 1073.7198 | 0 | 0 | 0 | 0
10.02. | 6 | 1073.7198 |  | 1073.7198 | 0 | 0 | 0 | 0
10.02. | 7 | 1071.2571 |  | 1071.2571 | 0 | 0 | 0 | 0
10.02. | 8 | 1071.2571 |  | 1071.2571 | 0 | 0 | 0 | 0
10.02. | 9 | 1076.1824 |  | 1076.1824 | 0 | 0 | 0 | 0
10.02. | 10 | 1081.1077 |  | 1081.1077 | 0 | 0 | 0 | 0
10.02. | 11 | 1031.8545 |  | 1031.8545 | 0 | 0 | 0 | 0
10.02. | 12 | 1024.4666 |  | 1024.4666 | 0 | 0 | 0 | 0
10.02. | 13 | 1031.8545 |  | 1031.8545 | 0 | 0 | 0 | 0
10.02. | 14 | 1017.0786 |  | 1017.0786 | 0 | 0 | 0 | 0
10.02. | 15 | 1029.3919 |  | 1029.3919 | 0 | 0 | 0 | 0
10.02. | 16 | 1031.8545 |  | 1031.8545 | 0 | 0 | 0 | 0
10.02. | 17 | 1088.4957 |  | 1088.4957 | 0 | 0 | 0 | 0
10.02. | 18 | 1130.3609 |  | 1130.3609 | 0 | 0 | 0 | 0
10.02. | 19 | 1169.7635 |  | 1169.7635 | 0 | 0 | 0 | 0
10.02. | 20 | 1169.7635 |  | 1169.7635 | 0 | 0 | 0 | 0
10.02. | 21 | 1164.8382 |  | 1164.8382 | 0 | 0 | 0 | 0
10.02. | 22 | 1159.9129 |  | 1159.9129 | 0 | 0 | 0 | 0
10.02. | 23 | 1164.8382 |  | 1164.8382 | 0 | 0 | 0 | 0
10.02. | 24 | 1147.5996 |  | 1147.5996 | 0 | 0 | 0 | 0
11.02. | 1 | 1105.7343 |  | 1105.7343 | 0 | 0 | 0 | 0
11.02. | 2 | 1071.2571 |  | 1071.2571 | 0 | 0 | 0 | 0
11.02. | 3 | 1103.2717 |  | 1103.2717 | 0 | 0 | 0 | 0
11.02. | 4 | 1095.8837 |  | 1095.8837 | 0 | 0 | 0 | 0
11.02. | 5 | 1071.2571 |  | 1071.2571 | 0 | 0 | 0 | 0
11.02. | 6 | 1068.7944 |  | 1068.7944 | 0 | 0 | 0 | 0
11.02. | 7 | 1071.2571 |  | 1071.2571 | 0 | 0 | 0 | 0
11.02. | 8 | 1063.8691 |  | 1063.8691 | 0 | 0 | 0 | 0
11.02. | 9 | 1073.7198 |  | 1073.7198 | 0 | 0 | 0 | 0
11.02. | 10 | 1058.9438 |  | 1058.9438 | 0 | 0 | 0 | 0
11.02. | 11 | 1056.4811 |  | 1056.4811 | 0 | 0 | 0 | 0
11.02. | 12 | 1054.0185 |  | 1054.0185 | 0 | 0 | 0 | 0
11.02. | 13 | 1071.2571 |  | 1071.2571 | 0 | 0 | 0 | 0
11.02. | 14 | 1061.4065 |  | 1061.4065 | 0 | 0 | 0 | 0
11.02. | 15 | 1063.8691 |  | 1063.8691 | 0 | 0 | 0 | 0
11.02. | 16 | 1061.4065 |  | 1061.4065 | 0 | 0 | 0 | 0
11.02. | 17 | 1068.7944 |  | 1068.7944 | 0 | 0 | 0 | 0
11.02. | 18 | 1125.4356 |  | 1125.4356 | 0 | 0 | 0 | 0
11.02. | 19 | 1189.4648 |  | 1189.4648 | 0 | 0 | 0 | 0
11.02. | 20 | 1253.4939 |  | 1253.4939 | 0 | 0 | 0 | 0
11.02. | 21 | 1255.9566 |  | 1255.9566 | 0 | 0 | 0 | 0
11.02. | 22 | 1253.4939 |  | 1253.4939 | 0 | 0 | 0 | 0
11.02. | 23 | 1253.4939 |  | 1253.4939 | 0 | 0 | 0 | 0
11.02. | 24 | 1238.718 |  | 1238.718 | 0 | 0 | 0 | 0
12.02. | 1 | 1216.554 |  | 1216.554 | 0 | 0 | 0 | 0
12.02. | 2 | 1211.6287 |  | 1211.6287 | 0 | 0 | 0 | 0
12.02. | 3 | 1214.0914 |  | 1214.0914 | 0 | 0 | 0 | 0
12.02. | 4 | 1209.1661 |  | 1209.1661 | 0 | 0 | 0 | 0
12.02. | 5 | 1211.6287 |  | 1211.6287 | 0 | 0 | 0 | 0
12.02. | 6 | 1211.6287 |  | 1211.6287 | 0 | 0 | 0 | 0
12.02. | 7 | 1223.942 |  | 1223.942 | 0 | 0 | 0 | 0
12.02. | 8 | 1243.6433 |  | 1243.6433 | 0 | 0 | 0 | 0
12.02. | 9 | 1270.7326 |  | 1270.7326 | 0 | 0 | 0 | 0
12.02. | 10 | 1278.1205 |  | 1278.1205 | 0 | 0 | 0 | 0
12.02. | 11 | 1283.0459 |  | 1283.0459 | 0 | 0 | 0 | 0
12.02. | 12 | 1219.0167 |  | 1219.0167 | 0 | 0 | 0 | 0
12.02. | 13 | 1243.6433 |  | 1243.6433 | 0 | 0 | 0 | 0
12.02. | 14 | 1292.8965 |  | 1292.8965 | 0 | 0 | 0 | 0
12.02. | 15 | 1290.4338 |  | 1290.4338 | 0 | 0 | 0 | 0
12.02. | 16 | 1297.8218 |  | 1297.8218 | 0 | 0 | 0 | 0
12.02. | 17 | 1297.8218 |  | 1297.8218 | 0 | 0 | 0 | 0
12.02. | 18 | 1307.6725 |  | 1307.6725 | 0 | 0 | 0 | 0
12.02. | 19 | 1307.6725 |  | 1307.6725 | 0 | 0 | 0 | 0
12.02. | 20 | 1312.5978 |  | 1312.5978 | 0 | 0 | 0 | 0
12.02. | 21 | 1295.3592 |  | 1295.3592 | 0 | 0 | 0 | 0
12.02. | 22 | 1302.7471 |  | 1302.7471 | 0 | 0 | 0 | 0
12.02. | 23 | 1297.8218 |  | 1297.8218 | 0 | 0 | 0 | 0
12.02. | 24 | 1287.9712 |  | 1287.9712 | 0 | 0 | 0 | 0
13.02. | 1 | 1278.1205 |  | 1278.1205 | 0 | 0 | 0 | 0
13.02. | 2 | 1233.7927 |  | 1233.7927 | 0 | 0 | 0 | 0
13.02. | 3 | 1253.4939 |  | 1253.4939 | 0 | 0 | 0 | 0
13.02. | 4 | 1248.5686 |  | 1248.5686 | 0 | 0 | 0 | 0
13.02. | 5 | 1248.5686 |  | 1248.5686 | 0 | 0 | 0 | 0
13.02. | 6 | 1253.4939 |  | 1253.4939 | 0 | 0 | 0 | 0
13.02. | 7 | 1270.7326 |  | 1270.7326 | 0 | 0 | 0 | 0
13.02. | 8 | 1263.3446 |  | 1263.3446 | 0 | 0 | 0 | 0
13.02. | 9 | 1283.0459 |  | 1283.0459 | 0 | 0 | 0 | 0
13.02. | 10 | 1295.3592 |  | 1295.3592 | 0 | 0 | 0 | 0
13.02. | 11 | 1263.3446 |  | 1263.3446 | 0 | 0 | 0 | 0
13.02. | 12 | 1228.8673 |  | 1228.8673 | 0 | 0 | 0 | 0
13.02. | 13 | 1241.1806 |  | 1241.1806 | 0 | 0 | 0 | 0
13.02. | 14 | 1253.4939 |  | 1253.4939 | 0 | 0 | 0 | 0
13.02. | 15 | 1248.5686 |  | 1248.5686 | 0 | 0 | 0 | 0
13.02. | 16 | 1248.5686 |  | 1248.5686 | 0 | 0 | 0 | 0
13.02. | 17 | 1248.5686 |  | 1248.5686 | 0 | 0 | 0 | 0
13.02. | 18 | 1275.6579 |  | 1275.6579 | 0 | 0 | 0 | 0
13.02. | 19 | 1300.2845 |  | 1300.2845 | 0 | 0 | 0 | 0
13.02. | 20 | 1315.0604 |  | 1315.0604 | 0 | 0 | 0 | 0
13.02. | 21 | 1319.9858 |  | 1319.9858 | 0 | 0 | 0 | 0
13.02. | 22 | 1324.9111 |  | 1324.9111 | 0 | 0 | 0 | 0
13.02. | 23 | 1315.0604 |  | 1315.0604 | 0 | 0 | 0 | 0
13.02. | 24 | 1290.4338 |  | 1290.4338 | 0 | 0 | 0 | 0
14.02. | 1 | 1260.8819 |  | 1260.8819 | 0 | 0 | 0 | 0
14.02. | 2 | 1241.1806 |  | 1241.1806 | 0 | 0 | 0 | 0
14.02. | 3 | 1243.6433 |  | 1243.6433 | 0 | 0 | 0 | 0
14.02. | 4 | 1243.6433 |  | 1243.6433 | 0 | 0 | 0 | 0
14.02. | 5 | 1248.5686 |  | 1248.5686 | 0 | 0 | 0 | 0
14.02. | 6 | 1241.1806 |  | 1241.1806 | 0 | 0 | 0 | 0
14.02. | 7 | 1263.3446 |  | 1263.3446 | 0 | 0 | 0 | 0
14.02. | 8 | 1292.8965 |  | 1292.8965 | 0 | 0 | 0 | 0
14.02. | 9 | 1310.1351 |  | 1310.1351 | 0 | 0 | 0 | 0
14.02. | 10 | 1300.2845 |  | 1300.2845 | 0 | 0 | 0 | 0
14.02. | 11 | 1295.3592 |  | 1295.3592 | 0 | 0 | 0 | 0
14.02. | 12 | 1278.1205 |  | 1278.1205 | 0 | 0 | 0 | 0
14.02. | 13 | 1310.1351 |  | 1310.1351 | 0 | 0 | 0 | 0
14.02. | 14 | 1307.6725 |  | 1307.6725 | 0 | 0 | 0 | 0
14.02. | 15 | 1297.8218 |  | 1297.8218 | 0 | 0 | 0 | 0
14.02. | 16 | 1317.5231 |  | 1317.5231 | 0 | 0 | 0 | 0
14.02. | 17 | 1329.8364 |  | 1329.8364 | 0 | 0 | 0 | 0
14.02. | 18 | 1354.463 |  | 1354.463 | 0 | 0 | 0 | 0
14.02. | 19 | 1376.6269 |  | 1376.6269 | 0 | 0 | 0 | 0
14.02. | 20 | 1388.9402 |  | 1388.9402 | 0 | 0 | 0 | 0
14.02. | 21 | 1386.4776 |  | 1386.4776 | 0 | 0 | 0 | 0
14.02. | 22 | 1388.9402 |  | 1388.9402 | 0 | 0 | 0 | 0
14.02. | 23 | 1371.7016 |  | 1371.7016 | 0 | 0 | 0 | 0
14.02. | 24 | 1339.687 |  | 1339.687 | 0 | 0 | 0 | 0
15.02. | 1 | 1283.0459 |  | 1283.0459 | 0 | 0 | 0 | 0
15.02. | 2 | 1280.5832 |  | 1280.5832 | 0 | 0 | 0 | 0
15.02. | 3 | 1273.1952 |  | 1273.1952 | 0 | 0 | 0 | 0
15.02. | 4 | 1270.7326 |  | 1270.7326 | 0 | 0 | 0 | 0
15.02. | 5 | 1270.7326 |  | 1270.7326 | 0 | 0 | 0 | 0
15.02. | 6 | 1275.6579 |  | 1275.6579 | 0 | 0 | 0 | 0
15.02. | 7 | 1290.4338 |  | 1290.4338 | 0 | 0 | 0 | 0
15.02. | 8 | 1302.7471 |  | 1302.7471 | 0 | 0 | 0 | 0
15.02. | 9 | 1317.5231 |  | 1317.5231 | 0 | 0 | 0 | 0
15.02. | 10 | 1255.9566 |  | 1255.9566 | 0 | 0 | 0 | 0
15.02. | 11 | 1302.7471 |  | 1302.7471 | 0 | 0 | 0 | 0
15.02. | 12 | 1285.5085 |  | 1285.5085 | 0 | 0 | 0 | 0
15.02. | 13 | 1278.1205 |  | 1278.1205 | 0 | 0 | 0 | 0
15.02. | 14 | 1305.2098 |  | 1305.2098 | 0 | 0 | 0 | 0
15.02. | 15 | 1307.6725 |  | 1307.6725 | 0 | 0 | 0 | 0
15.02. | 16 | 1305.2098 |  | 1305.2098 | 0 | 0 | 0 | 0
15.02. | 17 | 1319.9858 |  | 1319.9858 | 0 | 0 | 0 | 0
15.02. | 18 | 1329.8364 |  | 1329.8364 | 0 | 0 | 0 | 0
15.02. | 19 | 1339.687 |  | 1339.687 | 0 | 0 | 0 | 0
15.02. | 20 | 1371.7016 |  | 1371.7016 | 0 | 0 | 0 | 0
15.02. | 21 | 1361.851 |  | 1361.851 | 0 | 0 | 0 | 0
15.02. | 22 | 1359.3883 |  | 1359.3883 | 0 | 0 | 0 | 0
15.02. | 23 | 1319.9858 |  | 1319.9858 | 0 | 0 | 0 | 0
15.02. | 24 | 1312.5978 |  | 1312.5978 | 0 | 0 | 0 | 0
16.02. | 1 | 1285.5085 |  | 1285.5085 | 0 | 0 | 0 | 0
16.02. | 2 | 1226.4047 |  | 1226.4047 | 0 | 0 | 0 | 0
16.02. | 3 | 1221.4794 |  | 1221.4794 | 0 | 0 | 0 | 0
16.02. | 4 | 1238.718 |  | 1238.718 | 0 | 0 | 0 | 0
16.02. | 5 | 1238.718 |  | 1238.718 | 0 | 0 | 0 | 0
16.02. | 6 | 1238.718 |  | 1238.718 | 0 | 0 | 0 | 0
16.02. | 7 | 1287.9712 |  | 1287.9712 | 0 | 0 | 0 | 0
16.02. | 8 | 1283.0459 |  | 1283.0459 | 0 | 0 | 0 | 0
16.02. | 9 | 1270.7326 |  | 1270.7326 | 0 | 0 | 0 | 0
16.02. | 10 | 1275.6579 |  | 1275.6579 | 0 | 0 | 0 | 0
16.02. | 11 | 1278.1205 |  | 1278.1205 | 0 | 0 | 0 | 0
16.02. | 12 | 1238.718 |  | 1238.718 | 0 | 0 | 0 | 0
16.02. | 13 | 1285.5085 |  | 1285.5085 | 0 | 0 | 0 | 0
16.02. | 14 | 1231.33 |  | 1231.33 | 0 | 0 | 0 | 0
16.02. | 15 | 1243.6433 |  | 1243.6433 | 0 | 0 | 0 | 0
16.02. | 16 | 1236.2553 |  | 1236.2553 | 0 | 0 | 0 | 0
16.02. | 17 | 1246.106 |  | 1246.106 | 0 | 0 | 0 | 0
16.02. | 18 | 1332.2991 |  | 1332.2991 | 0 | 0 | 0 | 0
16.02. | 19 | 1359.3883 |  | 1359.3883 | 0 | 0 | 0 | 0
16.02. | 20 | 1369.239 |  | 1369.239 | 0 | 0 | 0 | 0
16.02. | 21 | 1376.6269 |  | 1376.6269 | 0 | 0 | 0 | 0
16.02. | 22 | 1359.3883 |  | 1359.3883 | 0 | 0 | 0 | 0
16.02. | 23 | 1339.687 |  | 1339.687 | 0 | 0 | 0 | 0
16.02. | 24 | 1334.7617 |  | 1334.7617 | 0 | 0 | 0 | 0
17.02. | 1 | 1322.4484 |  | 1322.4484 | 0 | 0 | 0 | 0
17.02. | 2 | 1260.8819 |  | 1260.8819 | 0 | 0 | 0 | 0
17.02. | 3 | 1255.9566 |  | 1255.9566 | 0 | 0 | 0 | 0
17.02. | 4 | 1251.0313 |  | 1251.0313 | 0 | 0 | 0 | 0
17.02. | 5 | 1241.1806 |  | 1241.1806 | 0 | 0 | 0 | 0
17.02. | 6 | 1243.6433 |  | 1243.6433 | 0 | 0 | 0 | 0
17.02. | 7 | 1248.5686 |  | 1248.5686 | 0 | 0 | 0 | 0
17.02. | 8 | 1248.5686 |  | 1248.5686 | 0 | 0 | 0 | 0
17.02. | 9 | 1260.8819 |  | 1260.8819 | 0 | 0 | 0 | 0
17.02. | 10 | 1231.33 |  | 1231.33 | 0 | 0 | 0 | 0
17.02. | 11 | 1199.3154 |  | 1199.3154 | 0 | 0 | 0 | 0
17.02. | 12 | 1209.1661 |  | 1209.1661 | 0 | 0 | 0 | 0
17.02. | 13 | 1231.33 |  | 1231.33 | 0 | 0 | 0 | 0
17.02. | 14 | 1236.2553 |  | 1236.2553 | 0 | 0 | 0 | 0
17.02. | 15 | 1236.2553 |  | 1236.2553 | 0 | 0 | 0 | 0
17.02. | 16 | 1233.7927 |  | 1233.7927 | 0 | 0 | 0 | 0
17.02. | 17 | 1236.2553 |  | 1236.2553 | 0 | 0 | 0 | 0
17.02. | 18 | 1246.106 |  | 1246.106 | 0 | 0 | 0 | 0
17.02. | 19 | 1339.687 |  | 1339.687 | 0 | 0 | 0 | 0
17.02. | 20 | 1349.5377 |  | 1349.5377 | 0 | 0 | 0 | 0
17.02. | 21 | 1347.075 |  | 1347.075 | 0 | 0 | 0 | 0
17.02. | 22 | 1347.075 |  | 1347.075 | 0 | 0 | 0 | 0
17.02. | 23 | 1347.075 |  | 1347.075 | 0 | 0 | 0 | 0
17.02. | 24 | 1337.2244 |  | 1337.2244 | 0 | 0 | 0 | 0
18.02. | 1 | 1287.9712 |  | 1287.9712 | 0 | 0 | 0 | 0
18.02. | 2 | 1236.2553 |  | 1236.2553 | 0 | 0 | 0 | 0
18.02. | 3 | 1228.8673 |  | 1228.8673 | 0 | 0 | 0 | 0
18.02. | 4 | 1223.942 |  | 1223.942 | 0 | 0 | 0 | 0
18.02. | 5 | 1241.1806 |  | 1241.1806 | 0 | 0 | 0 | 0
18.02. | 6 | 1241.1806 |  | 1241.1806 | 0 | 0 | 0 | 0
18.02. | 7 | 1231.33 |  | 1231.33 | 0 | 0 | 0 | 0
18.02. | 8 | 1243.6433 |  | 1243.6433 | 0 | 0 | 0 | 0
18.02. | 9 | 1248.5686 |  | 1248.5686 | 0 | 0 | 0 | 0
18.02. | 10 | 1233.7927 |  | 1233.7927 | 0 | 0 | 0 | 0
18.02. | 11 | 1231.33 |  | 1231.33 | 0 | 0 | 0 | 0
18.02. | 12 | 1211.6287 |  | 1211.6287 | 0 | 0 | 0 | 0
18.02. | 13 | 1231.33 |  | 1231.33 | 0 | 0 | 0 | 0
18.02. | 14 | 1236.2553 |  | 1236.2553 | 0 | 0 | 0 | 0
18.02. | 15 | 1255.9566 |  | 1255.9566 | 0 | 0 | 0 | 0
18.02. | 16 | 1236.2553 |  | 1236.2553 | 0 | 0 | 0 | 0
18.02. | 17 | 1251.0313 |  | 1251.0313 | 0 | 0 | 0 | 0
18.02. | 18 | 1287.9712 |  | 1287.9712 | 0 | 0 | 0 | 0
18.02. | 19 | 1324.9111 |  | 1324.9111 | 0 | 0 | 0 | 0
18.02. | 20 | 1329.8364 |  | 1329.8364 | 0 | 0 | 0 | 0
18.02. | 21 | 1352.0003 |  | 1352.0003 | 0 | 0 | 0 | 0
18.02. | 22 | 1359.3883 |  | 1359.3883 | 0 | 0 | 0 | 0
18.02. | 23 | 1354.463 |  | 1354.463 | 0 | 0 | 0 | 0
18.02. | 24 | 1327.3737 |  | 1327.3737 | 0 | 0 | 0 | 0
19.02. | 1 | 1246.106 |  | 1246.106 | 0 | 0 | 0 | 0
19.02. | 2 | 1243.6433 |  | 1243.6433 | 0 | 0 | 0 | 0
19.02. | 3 | 1236.2553 |  | 1236.2553 | 0 | 0 | 0 | 0
19.02. | 4 | 1238.718 |  | 1238.718 | 0 | 0 | 0 | 0
19.02. | 5 | 1241.1806 |  | 1241.1806 | 0 | 0 | 0 | 0
19.02. | 6 | 1233.7927 |  | 1233.7927 | 0 | 0 | 0 | 0
19.02. | 7 | 1241.1806 |  | 1241.1806 | 0 | 0 | 0 | 0
19.02. | 8 | 1310.1351 |  | 1310.1351 | 0 | 0 | 0 | 0
19.02. | 9 | 1337.2244 |  | 1337.2244 | 0 | 0 | 0 | 0
19.02. | 10 | 1317.5231 |  | 1317.5231 | 0 | 0 | 0 | 0
19.02. | 11 | 1287.9712 |  | 1287.9712 | 0 | 0 | 0 | 0
19.02. | 12 | 1273.1952 |  | 1273.1952 | 0 | 0 | 0 | 0
19.02. | 13 | 1243.6433 |  | 1243.6433 | 0 | 0 | 0 | 0
19.02. | 14 | 1243.6433 |  | 1243.6433 | 0 | 0 | 0 | 0
19.02. | 15 | 1243.6433 |  | 1243.6433 | 0 | 0 | 0 | 0
19.02. | 16 | 1248.5686 |  | 1248.5686 | 0 | 0 | 0 | 0
19.02. | 17 | 1251.0313 |  | 1251.0313 | 0 | 0 | 0 | 0
19.02. | 18 | 1324.9111 |  | 1324.9111 | 0 | 0 | 0 | 0
19.02. | 19 | 1366.7763 |  | 1366.7763 | 0 | 0 | 0 | 0
19.02. | 20 | 1384.0149 |  | 1384.0149 | 0 | 0 | 0 | 0
19.02. | 21 | 1388.9402 |  | 1388.9402 | 0 | 0 | 0 | 0
19.02. | 22 | 1393.8656 |  | 1393.8656 | 0 | 0 | 0 | 0
19.02. | 23 | 1379.0896 |  | 1379.0896 | 0 | 0 | 0 | 0
19.02. | 24 | 1359.3883 |  | 1359.3883 | 0 | 0 | 0 | 0
20.02. | 1 | 1361.851 |  | 1361.851 | 0 | 0 | 0 | 0
20.02. | 2 | 1344.6124 |  | 1344.6124 | 0 | 0 | 0 | 0
20.02. | 3 | 1339.687 |  | 1339.687 | 0 | 0 | 0 | 0
20.02. | 4 | 1307.6725 |  | 1307.6725 | 0 | 0 | 0 | 0
20.02. | 5 | 1310.1351 |  | 1310.1351 | 0 | 0 | 0 | 0
20.02. | 6 | 1332.2991 |  | 1332.2991 | 0 | 0 | 0 | 0
20.02. | 7 | 1305.2098 |  | 1305.2098 | 0 | 0 | 0 | 0
20.02. | 8 | 1319.9858 |  | 1319.9858 | 0 | 0 | 0 | 0
20.02. | 9 | 1349.5377 |  | 1349.5377 | 0 | 0 | 0 | 0
20.02. | 10 | 1297.8218 |  | 1297.8218 | 0 | 0 | 0 | 0
20.02. | 11 | 1287.9712 |  | 1287.9712 | 0 | 0 | 0 | 0
20.02. | 12 | 1285.5085 |  | 1285.5085 | 0 | 0 | 0 | 0
20.02. | 13 | 1263.3446 |  | 1263.3446 | 0 | 0 | 0 | 0
20.02. | 14 | 1268.2699 |  | 1268.2699 | 0 | 0 | 0 | 0
20.02. | 15 | 1273.1952 |  | 1273.1952 | 0 | 0 | 0 | 0
20.02. | 16 | 1275.6579 |  | 1275.6579 | 0 | 0 | 0 | 0
20.02. | 17 | 1290.4338 |  | 1290.4338 | 0 | 0 | 0 | 0
20.02. | 18 | 1302.7471 |  | 1302.7471 | 0 | 0 | 0 | 0
20.02. | 19 | 1327.3737 |  | 1327.3737 | 0 | 0 | 0 | 0
20.02. | 20 | 1342.1497 |  | 1342.1497 | 0 | 0 | 0 | 0
20.02. | 21 | 1352.0003 |  | 1352.0003 | 0 | 0 | 0 | 0
20.02. | 22 | 1376.6269 |  | 1376.6269 | 0 | 0 | 0 | 0
20.02. | 23 | 1354.463 |  | 1354.463 | 0 | 0 | 0 | 0
20.02. | 24 | 1332.2991 |  | 1332.2991 | 0 | 0 | 0 | 0
21.02. | 1 | 1287.9712 |  | 1287.9712 | 0 | 0 | 0 | 0
21.02. | 2 | 1253.4939 |  | 1253.4939 | 0 | 0 | 0 | 0
21.02. | 3 | 1233.7927 |  | 1233.7927 | 0 | 0 | 0 | 0
21.02. | 4 | 1191.9274 |  | 1191.9274 | 0 | 0 | 0 | 0
21.02. | 5 | 1211.6287 |  | 1211.6287 | 0 | 0 | 0 | 0
21.02. | 6 | 1221.4794 |  | 1221.4794 | 0 | 0 | 0 | 0
21.02. | 7 | 1191.9274 |  | 1191.9274 | 0 | 0 | 0 | 0
21.02. | 8 | 1191.9274 |  | 1191.9274 | 0 | 0 | 0 | 0
21.02. | 9 | 1204.2407 |  | 1204.2407 | 0 | 0 | 0 | 0
21.02. | 10 | 1206.7034 |  | 1206.7034 | 0 | 0 | 0 | 0
21.02. | 11 | 1204.2407 |  | 1204.2407 | 0 | 0 | 0 | 0
21.02. | 12 | 1179.6141 |  | 1179.6141 | 0 | 0 | 0 | 0
21.02. | 13 | 1211.6287 |  | 1211.6287 | 0 | 0 | 0 | 0
21.02. | 14 | 1150.0622 |  | 1150.0622 | 0 | 0 | 0 | 0
21.02. | 15 | 1209.1661 |  | 1209.1661 | 0 | 0 | 0 | 0
21.02. | 16 | 1157.4502 |  | 1157.4502 | 0 | 0 | 0 | 0
21.02. | 17 | 1157.4502 |  | 1157.4502 | 0 | 0 | 0 | 0
21.02. | 18 | 1201.7781 |  | 1201.7781 | 0 | 0 | 0 | 0
21.02. | 19 | 1152.5249 |  | 1152.5249 | 0 | 0 | 0 | 0
21.02. | 20 | 1172.2262 |  | 1172.2262 | 0 | 0 | 0 | 0
21.02. | 21 | 1162.3755 |  | 1162.3755 | 0 | 0 | 0 | 0
21.02. | 22 | 1174.6888 |  | 1174.6888 | 0 | 0 | 0 | 0
21.02. | 23 | 1162.3755 |  | 1162.3755 | 0 | 0 | 0 | 0
21.02. | 24 | 1127.8983 |  | 1127.8983 | 0 | 0 | 0 | 0
22.02. | 1 | 1095.8837 |  | 1095.8837 | 0 | 0 | 0 | 0
22.02. | 2 | 1076.1824 |  | 1076.1824 | 0 | 0 | 0 | 0
22.02. | 3 | 1090.9584 |  | 1090.9584 | 0 | 0 | 0 | 0
22.02. | 4 | 1086.0331 |  | 1086.0331 | 0 | 0 | 0 | 0
22.02. | 5 | 1090.9584 |  | 1090.9584 | 0 | 0 | 0 | 0
22.02. | 6 | 1113.1223 |  | 1113.1223 | 0 | 0 | 0 | 0
22.02. | 7 | 1115.585 |  | 1115.585 | 0 | 0 | 0 | 0
22.02. | 8 | 1122.973 |  | 1122.973 | 0 | 0 | 0 | 0
22.02. | 9 | 1127.8983 |  | 1127.8983 | 0 | 0 | 0 | 0
22.02. | 10 | 1122.973 |  | 1122.973 | 0 | 0 | 0 | 0
22.02. | 11 | 1105.7343 |  | 1105.7343 | 0 | 0 | 0 | 0
22.02. | 12 | 1071.2571 |  | 1071.2571 | 0 | 0 | 0 | 0
22.02. | 13 | 1066.3318 |  | 1066.3318 | 0 | 0 | 0 | 0
22.02. | 14 | 1068.7944 |  | 1068.7944 | 0 | 0 | 0 | 0
22.02. | 15 | 1061.4065 |  | 1061.4065 | 0 | 0 | 0 | 0
22.02. | 16 | 1066.3318 |  | 1066.3318 | 0 | 0 | 0 | 0
22.02. | 17 | 1071.2571 |  | 1071.2571 | 0 | 0 | 0 | 0
22.02. | 18 | 1076.1824 |  | 1076.1824 | 0 | 0 | 0 | 0
22.02. | 19 | 1135.2863 |  | 1135.2863 | 0 | 0 | 0 | 0
22.02. | 20 | 1157.4502 |  | 1157.4502 | 0 | 0 | 0 | 0
22.02. | 21 | 1150.0622 |  | 1150.0622 | 0 | 0 | 0 | 0
22.02. | 22 | 1162.3755 |  | 1162.3755 | 0 | 0 | 0 | 0
22.02. | 23 | 1184.5395 |  | 1184.5395 | 0 | 0 | 0 | 0
22.02. | 24 | 1140.2116 |  | 1140.2116 | 0 | 0 | 0 | 0
23.02. | 1 | 1130.3609 |  | 1130.3609 | 0 | 0 | 0 | 0
23.02. | 2 | 1118.0476 |  | 1118.0476 | 0 | 0 | 0 | 0
23.02. | 3 | 1120.5103 |  | 1120.5103 | 0 | 0 | 0 | 0
23.02. | 4 | 1100.809 |  | 1100.809 | 0 | 0 | 0 | 0
23.02. | 5 | 1105.7343 |  | 1105.7343 | 0 | 0 | 0 | 0
23.02. | 6 | 1122.973 |  | 1122.973 | 0 | 0 | 0 | 0
23.02. | 7 | 1115.585 |  | 1115.585 | 0 | 0 | 0 | 0
23.02. | 8 | 1113.1223 |  | 1113.1223 | 0 | 0 | 0 | 0
23.02. | 9 | 1110.6597 |  | 1110.6597 | 0 | 0 | 0 | 0
23.02. | 10 | 1113.1223 |  | 1113.1223 | 0 | 0 | 0 | 0
23.02. | 11 | 1105.7343 |  | 1105.7343 | 0 | 0 | 0 | 0
23.02. | 12 | 1088.4957 |  | 1088.4957 | 0 | 0 | 0 | 0
23.02. | 13 | 1076.1824 |  | 1076.1824 | 0 | 0 | 0 | 0
23.02. | 14 | 1086.0331 |  | 1086.0331 | 0 | 0 | 0 | 0
23.02. | 15 | 1090.9584 |  | 1090.9584 | 0 | 0 | 0 | 0
23.02. | 16 | 1056.4811 |  | 1056.4811 | 0 | 0 | 0 | 0
23.02. | 17 | 1095.8837 |  | 1095.8837 | 0 | 0 | 0 | 0
23.02. | 18 | 1140.2116 |  | 1140.2116 | 0 | 0 | 0 | 0
23.02. | 19 | 1142.6742 |  | 1142.6742 | 0 | 0 | 0 | 0
23.02. | 20 | 1169.7635 |  | 1169.7635 | 0 | 0 | 0 | 0
23.02. | 21 | 1191.9274 |  | 1191.9274 | 0 | 0 | 0 | 0
23.02. | 22 | 1162.3755 |  | 1162.3755 | 0 | 0 | 0 | 0
23.02. | 23 | 1172.2262 |  | 1172.2262 | 0 | 0 | 0 | 0
23.02. | 24 | 1157.4502 |  | 1157.4502 | 0 | 0 | 0 | 0
24.02. | 1 | 1167.3008 |  | 1167.3008 | 0 | 0 | 0 | 0
24.02. | 2 | 1142.6742 |  | 1142.6742 | 0 | 0 | 0 | 0
24.02. | 3 | 1120.5103 |  | 1120.5103 | 0 | 0 | 0 | 0
24.02. | 4 | 1120.5103 |  | 1120.5103 | 0 | 0 | 0 | 0
24.02. | 5 | 1105.7343 |  | 1105.7343 | 0 | 0 | 0 | 0
24.02. | 6 | 1103.2717 |  | 1103.2717 | 0 | 0 | 0 | 0
24.02. | 7 | 1113.1223 |  | 1113.1223 | 0 | 0 | 0 | 0
24.02. | 8 | 1135.2863 |  | 1135.2863 | 0 | 0 | 0 | 0
24.02. | 9 | 1152.5249 |  | 1152.5249 | 0 | 0 | 0 | 0
24.02. | 10 | 1140.2116 |  | 1140.2116 | 0 | 0 | 0 | 0
24.02. | 11 | 1127.8983 |  | 1127.8983 | 0 | 0 | 0 | 0
24.02. | 12 | 1095.8837 |  | 1095.8837 | 0 | 0 | 0 | 0
24.02. | 13 | 1127.8983 |  | 1127.8983 | 0 | 0 | 0 | 0
24.02. | 14 | 1100.809 |  | 1100.809 | 0 | 0 | 0 | 0
24.02. | 15 | 1110.6597 |  | 1110.6597 | 0 | 0 | 0 | 0
24.02. | 16 | 1105.7343 |  | 1105.7343 | 0 | 0 | 0 | 0
24.02. | 17 | 1105.7343 |  | 1105.7343 | 0 | 0 | 0 | 0
24.02. | 18 | 1108.197 |  | 1108.197 | 0 | 0 | 0 | 0
24.02. | 19 | 1152.5249 |  | 1152.5249 | 0 | 0 | 0 | 0
24.02. | 20 | 1174.6888 |  | 1174.6888 | 0 | 0 | 0 | 0
24.02. | 21 | 1159.9129 |  | 1159.9129 | 0 | 0 | 0 | 0
24.02. | 22 | 1159.9129 |  | 1159.9129 | 0 | 0 | 0 | 0
24.02. | 23 | 1150.0622 |  | 1150.0622 | 0 | 0 | 0 | 0
24.02. | 24 | 1108.197 |  | 1108.197 | 0 | 0 | 0 | 0
25.02. | 1 | 1063.8691 |  | 1063.8691 | 0 | 0 | 0 | 0
25.02. | 2 | 1073.7198 |  | 1073.7198 | 0 | 0 | 0 | 0
25.02. | 3 | 1073.7198 |  | 1073.7198 | 0 | 0 | 0 | 0
25.02. | 4 | 1061.4065 |  | 1061.4065 | 0 | 0 | 0 | 0
25.02. | 5 | 1078.6451 |  | 1078.6451 | 0 | 0 | 0 | 0
25.02. | 6 | 1078.6451 |  | 1078.6451 | 0 | 0 | 0 | 0
25.02. | 7 | 1076.1824 |  | 1076.1824 | 0 | 0 | 0 | 0
25.02. | 8 | 1073.7198 |  | 1073.7198 | 0 | 0 | 0 | 0
25.02. | 9 | 1071.2571 |  | 1071.2571 | 0 | 0 | 0 | 0
25.02. | 10 | 1049.0932 |  | 1049.0932 | 0 | 0 | 0 | 0
25.02. | 11 | 970.288 |  | 970.288 | 0 | 0 | 0 | 0
25.02. | 12 | 913.6469 |  | 913.6469 | 0 | 0 | 0 | 0
25.02. | 13 | 891.4829 |  | 891.4829 | 0 | 0 | 0 | 0
25.02. | 14 | 886.5576 |  | 886.5576 | 0 | 0 | 0 | 0
25.02. | 15 | 881.6323 |  | 881.6323 | 0 | 0 | 0 | 0
25.02. | 16 | 869.319 |  | 869.319 | 0 | 0 | 0 | 0
25.02. | 17 | 876.707 |  | 876.707 | 0 | 0 | 0 | 0
25.02. | 18 | 948.1241 |  | 948.1241 | 0 | 0 | 0 | 0
25.02. | 19 | 1054.0185 |  | 1054.0185 | 0 | 0 | 0 | 0
25.02. | 20 | 1073.7198 |  | 1073.7198 | 0 | 0 | 0 | 0
25.02. | 21 | 1115.585 |  | 1115.585 | 0 | 0 | 0 | 0
25.02. | 22 | 1130.3609 |  | 1130.3609 | 0 | 0 | 0 | 0
25.02. | 23 | 1061.4065 |  | 1061.4065 | 0 | 0 | 0 | 0
25.02. | 24 | 1090.9584 |  | 1090.9584 | 0 | 0 | 0 | 0
26.02. | 1 | 1054.0185 |  | 1054.0185 | 0 | 0 | 0 | 0
26.02. | 2 | 1061.4065 |  | 1061.4065 | 0 | 0 | 0 | 0
26.02. | 3 | 1063.8691 |  | 1063.8691 | 0 | 0 | 0 | 0
26.02. | 4 | 1058.9438 |  | 1058.9438 | 0 | 0 | 0 | 0
26.02. | 5 | 1056.4811 |  | 1056.4811 | 0 | 0 | 0 | 0
26.02. | 6 | 1063.8691 |  | 1063.8691 | 0 | 0 | 0 | 0
26.02. | 7 | 1078.6451 |  | 1078.6451 | 0 | 0 | 0 | 0
26.02. | 8 | 1127.8983 |  | 1127.8983 | 0 | 0 | 0 | 0
26.02. | 9 | 1154.9875 |  | 1154.9875 | 0 | 0 | 0 | 0
26.02. | 10 | 1118.0476 |  | 1118.0476 | 0 | 0 | 0 | 0
26.02. | 11 | 1095.8837 |  | 1095.8837 | 0 | 0 | 0 | 0
26.02. | 12 | 1093.421 |  | 1093.421 | 0 | 0 | 0 | 0
26.02. | 13 | 1095.8837 |  | 1095.8837 | 0 | 0 | 0 | 0
26.02. | 14 | 1098.3464 |  | 1098.3464 | 0 | 0 | 0 | 0
26.02. | 15 | 1100.809 |  | 1100.809 | 0 | 0 | 0 | 0
26.02. | 16 | 1086.0331 |  | 1086.0331 | 0 | 0 | 0 | 0
26.02. | 17 | 1088.4957 |  | 1088.4957 | 0 | 0 | 0 | 0
26.02. | 18 | 1086.0331 |  | 1086.0331 | 0 | 0 | 0 | 0
26.02. | 19 | 1145.1369 |  | 1145.1369 | 0 | 0 | 0 | 0
26.02. | 20 | 1209.1661 |  | 1209.1661 | 0 | 0 | 0 | 0
26.02. | 21 | 1223.942 |  | 1223.942 | 0 | 0 | 0 | 0
26.02. | 22 | 1228.8673 |  | 1228.8673 | 0 | 0 | 0 | 0
26.02. | 23 | 1216.554 |  | 1216.554 | 0 | 0 | 0 | 0
26.02. | 24 | 1184.5395 |  | 1184.5395 | 0 | 0 | 0 | 0
27.02. | 1 | 1103.2717 |  | 1103.2717 | 0 | 0 | 0 | 0
27.02. | 2 | 1088.4957 |  | 1088.4957 | 0 | 0 | 0 | 0
27.02. | 3 | 1090.9584 |  | 1090.9584 | 0 | 0 | 0 | 0
27.02. | 4 | 1088.4957 |  | 1088.4957 | 0 | 0 | 0 | 0
27.02. | 5 | 1090.9584 |  | 1090.9584 | 0 | 0 | 0 | 0
27.02. | 6 | 1093.421 |  | 1093.421 | 0 | 0 | 0 | 0
27.02. | 7 | 1135.2863 |  | 1135.2863 | 0 | 0 | 0 | 0
27.02. | 8 | 1164.8382 |  | 1164.8382 | 0 | 0 | 0 | 0
27.02. | 9 | 1179.6141 |  | 1179.6141 | 0 | 0 | 0 | 0
27.02. | 10 | 1164.8382 |  | 1164.8382 | 0 | 0 | 0 | 0
27.02. | 11 | 1137.7489 |  | 1137.7489 | 0 | 0 | 0 | 0
27.02. | 12 | 1120.5103 |  | 1120.5103 | 0 | 0 | 0 | 0
27.02. | 13 | 1120.5103 |  | 1120.5103 | 0 | 0 | 0 | 0
27.02. | 14 | 1130.3609 |  | 1130.3609 | 0 | 0 | 0 | 0
27.02. | 15 | 1125.4356 |  | 1125.4356 | 0 | 0 | 0 | 0
27.02. | 16 | 1122.973 |  | 1122.973 | 0 | 0 | 0 | 0
27.02. | 17 | 1132.8236 |  | 1132.8236 | 0 | 0 | 0 | 0
27.02. | 18 | 1164.8382 |  | 1164.8382 | 0 | 0 | 0 | 0
27.02. | 19 | 1231.33 |  | 1231.33 | 0 | 0 | 0 | 0
27.02. | 20 | 1255.9566 |  | 1255.9566 | 0 | 0 | 0 | 0
27.02. | 21 | 1246.106 |  | 1246.106 | 0 | 0 | 0 | 0
27.02. | 22 | 1255.9566 |  | 1255.9566 | 0 | 0 | 0 | 0
27.02. | 23 | 1241.1806 |  | 1241.1806 | 0 | 0 | 0 | 0
27.02. | 24 | 1228.8673 |  | 1228.8673 | 0 | 0 | 0 | 0
28.02. | 1 | 1206.7034 |  | 1206.7034 | 0 | 0 | 0 | 0
28.02. | 2 | 1184.5395 |  | 1184.5395 | 0 | 0 | 0 | 0
28.02. | 3 | 1179.6141 |  | 1179.6141 | 0 | 0 | 0 | 0
28.02. | 4 | 1174.6888 |  | 1174.6888 | 0 | 0 | 0 | 0
28.02. | 5 | 1179.6141 |  | 1179.6141 | 0 | 0 | 0 | 0
28.02. | 6 | 1191.9274 |  | 1191.9274 | 0 | 0 | 0 | 0
28.02. | 7 | 1211.6287 |  | 1211.6287 | 0 | 0 | 0 | 0
28.02. | 8 | 1206.7034 |  | 1206.7034 | 0 | 0 | 0 | 0
28.02. | 9 | 1223.942 |  | 1223.942 | 0 | 0 | 0 | 0
28.02. | 10 | 1219.0167 |  | 1219.0167 | 0 | 0 | 0 | 0
28.02. | 11 | 1169.7635 |  | 1169.7635 | 0 | 0 | 0 | 0
28.02. | 12 | 1118.0476 |  | 1118.0476 | 0 | 0 | 0 | 0
28.02. | 13 | 1154.9875 |  | 1154.9875 | 0 | 0 | 0 | 0
28.02. | 14 | 1154.9875 |  | 1154.9875 | 0 | 0 | 0 | 0
28.02. | 15 | 1147.5996 |  | 1147.5996 | 0 | 0 | 0 | 0
28.02. | 16 | 1142.6742 |  | 1142.6742 | 0 | 0 | 0 | 0
28.02. | 17 | 1137.7489 |  | 1137.7489 | 0 | 0 | 0 | 0
28.02. | 18 | 1216.554 |  | 1216.554 | 0 | 0 | 0 | 0
28.02. | 19 | 1226.4047 |  | 1226.4047 | 0 | 0 | 0 | 0
28.02. | 20 | 1258.4193 |  | 1258.4193 | 0 | 0 | 0 | 0
28.02. | 21 | 1246.106 |  | 1246.106 | 0 | 0 | 0 | 0
28.02. | 22 | 1253.4939 |  | 1253.4939 | 0 | 0 | 0 | 0
28.02. | 23 | 1248.5686 |  | 1248.5686 | 0 | 0 | 0 | 0
28.02. | 24 | 1236.2553 |  | 1236.2553 | 0 | 0 | 0 | 0
01.03. | 1 | 1157.4502 |  | 1157.4502 | 0 | 0 | 0 | 0
01.03. | 2 | 1145.1369 |  | 1145.1369 | 0 | 0 | 0 | 0
01.03. | 3 | 1140.2116 |  | 1140.2116 | 0 | 0 | 0 | 0
01.03. | 4 | 1140.2116 |  | 1140.2116 | 0 | 0 | 0 | 0
01.03. | 5 | 1135.2863 |  | 1135.2863 | 0 | 0 | 0 | 0
01.03. | 6 | 1135.2863 |  | 1135.2863 | 0 | 0 | 0 | 0
01.03. | 7 | 1130.3609 |  | 1130.3609 | 0 | 0 | 0 | 0
01.03. | 8 | 1130.3609 |  | 1130.3609 | 0 | 0 | 0 | 0
01.03. | 9 | 1132.8236 |  | 1132.8236 | 0 | 0 | 0 | 0
01.03. | 10 | 1145.1369 |  | 1145.1369 | 0 | 0 | 0 | 0
01.03. | 11 | 1135.2863 |  | 1135.2863 | 0 | 0 | 0 | 0
01.03. | 12 | 1100.809 |  | 1100.809 | 0 | 0 | 0 | 0
01.03. | 13 | 1076.1824 |  | 1076.1824 | 0 | 0 | 0 | 0
01.03. | 14 | 1081.1077 |  | 1081.1077 | 0 | 0 | 0 | 0
01.03. | 15 | 1100.809 |  | 1100.809 | 0 | 0 | 0 | 0
01.03. | 16 | 1061.4065 |  | 1061.4065 | 0 | 0 | 0 | 0
01.03. | 17 | 1014.6159 |  | 1014.6159 | 0 | 0 | 0 | 0
01.03. | 18 | 1095.8837 |  | 1095.8837 | 0 | 0 | 0 | 0
01.03. | 19 | 1157.4502 |  | 1157.4502 | 0 | 0 | 0 | 0
01.03. | 20 | 1174.6888 |  | 1174.6888 | 0 | 0 | 0 | 0
01.03. | 21 | 1233.7927 |  | 1233.7927 | 0 | 0 | 0 | 0
01.03. | 22 | 1233.7927 |  | 1233.7927 | 0 | 0 | 0 | 0
01.03. | 23 | 1189.4648 |  | 1189.4648 | 0 | 0 | 0 | 0
01.03. | 24 | 1169.7635 |  | 1169.7635 | 0 | 0 | 0 | 0
02.03. | 1 | 1140.2116 |  | 1140.2116 | 0 | 0 | 0 | 0
02.03. | 2 | 1164.8382 |  | 1164.8382 | 0 | 0 | 0 | 0
02.03. | 3 | 1162.3755 |  | 1162.3755 | 0 | 0 | 0 | 0
02.03. | 4 | 1159.9129 |  | 1159.9129 | 0 | 0 | 0 | 0
02.03. | 5 | 1162.3755 |  | 1162.3755 | 0 | 0 | 0 | 0
02.03. | 6 | 1157.4502 |  | 1157.4502 | 0 | 0 | 0 | 0
02.03. | 7 | 1157.4502 |  | 1157.4502 | 0 | 0 | 0 | 0
02.03. | 8 | 1152.5249 |  | 1152.5249 | 0 | 0 | 0 | 0
02.03. | 9 | 1204.2407 |  | 1204.2407 | 0 | 0 | 0 | 0
02.03. | 10 | 1194.3901 |  | 1194.3901 | 0 | 0 | 0 | 0
02.03. | 11 | 1159.9129 |  | 1159.9129 | 0 | 0 | 0 | 0
02.03. | 12 | 1154.9875 |  | 1154.9875 | 0 | 0 | 0 | 0
02.03. | 13 | 1125.4356 |  | 1125.4356 | 0 | 0 | 0 | 0
02.03. | 14 | 1100.809 |  | 1100.809 | 0 | 0 | 0 | 0
02.03. | 15 | 1105.7343 |  | 1105.7343 | 0 | 0 | 0 | 0
02.03. | 16 | 1088.4957 |  | 1088.4957 | 0 | 0 | 0 | 0
02.03. | 17 | 1137.7489 |  | 1137.7489 | 0 | 0 | 0 | 0
02.03. | 18 | 1150.0622 |  | 1150.0622 | 0 | 0 | 0 | 0
02.03. | 19 | 1179.6141 |  | 1179.6141 | 0 | 0 | 0 | 0
02.03. | 20 | 1194.3901 |  | 1194.3901 | 0 | 0 | 0 | 0
02.03. | 21 | 1196.8528 |  | 1196.8528 | 0 | 0 | 0 | 0
02.03. | 22 | 1196.8528 |  | 1196.8528 | 0 | 0 | 0 | 0
02.03. | 23 | 1179.6141 |  | 1179.6141 | 0 | 0 | 0 | 0
02.03. | 24 | 1137.7489 |  | 1137.7489 | 0 | 0 | 0 | 0
03.03. | 1 | 1113.1223 |  | 1113.1223 | 0 | 0 | 0 | 0
03.03. | 2 | 1115.585 |  | 1115.585 | 0 | 0 | 0 | 0
03.03. | 3 | 1115.585 |  | 1115.585 | 0 | 0 | 0 | 0
03.03. | 4 | 1125.4356 |  | 1125.4356 | 0 | 0 | 0 | 0
03.03. | 5 | 1147.5996 |  | 1147.5996 | 0 | 0 | 0 | 0
03.03. | 6 | 1145.1369 |  | 1145.1369 | 0 | 0 | 0 | 0
03.03. | 7 | 1135.2863 |  | 1135.2863 | 0 | 0 | 0 | 0
03.03. | 8 | 1145.1369 |  | 1145.1369 | 0 | 0 | 0 | 0
03.03. | 9 | 1147.5996 |  | 1147.5996 | 0 | 0 | 0 | 0
03.03. | 10 | 1100.809 |  | 1100.809 | 0 | 0 | 0 | 0
03.03. | 11 | 1066.3318 |  | 1066.3318 | 0 | 0 | 0 | 0
03.03. | 12 | 1061.4065 |  | 1061.4065 | 0 | 0 | 0 | 0
03.03. | 13 | 1068.7944 |  | 1068.7944 | 0 | 0 | 0 | 0
03.03. | 14 | 1073.7198 |  | 1073.7198 | 0 | 0 | 0 | 0
03.03. | 15 | 1068.7944 |  | 1068.7944 | 0 | 0 | 0 | 0
03.03. | 16 | 1066.3318 |  | 1066.3318 | 0 | 0 | 0 | 0
03.03. | 17 | 1054.0185 |  | 1054.0185 | 0 | 0 | 0 | 0
03.03. | 18 | 1118.0476 |  | 1118.0476 | 0 | 0 | 0 | 0
03.03. | 19 | 1194.3901 |  | 1194.3901 | 0 | 0 | 0 | 0
03.03. | 20 | 1219.0167 |  | 1219.0167 | 0 | 0 | 0 | 0
03.03. | 21 | 1221.4794 |  | 1221.4794 | 0 | 0 | 0 | 0
03.03. | 22 | 1209.1661 |  | 1209.1661 | 0 | 0 | 0 | 0
03.03. | 23 | 1196.8528 |  | 1196.8528 | 0 | 0 | 0 | 0
03.03. | 24 | 1182.0768 |  | 1182.0768 | 0 | 0 | 0 | 0
04.03. | 1 | 1187.0021 |  | 1187.0021 | 0 | 0 | 0 | 0
04.03. | 2 | 1147.5996 |  | 1147.5996 | 0 | 0 | 0 | 0
04.03. | 3 | 1162.3755 |  | 1162.3755 | 0 | 0 | 0 | 0
04.03. | 4 | 1182.0768 |  | 1182.0768 | 0 | 0 | 0 | 0
04.03. | 5 | 1226.4047 |  | 1226.4047 | 0 | 0 | 0 | 0
04.03. | 6 | 1191.9274 |  | 1191.9274 | 0 | 0 | 0 | 0
04.03. | 7 | 1201.7781 |  | 1201.7781 | 0 | 0 | 0 | 0
04.03. | 8 | 1201.7781 |  | 1201.7781 | 0 | 0 | 0 | 0
04.03. | 9 | 1154.9875 |  | 1154.9875 | 0 | 0 | 0 | 0
04.03. | 10 | 1147.5996 |  | 1147.5996 | 0 | 0 | 0 | 0
04.03. | 11 | 1164.8382 |  | 1164.8382 | 0 | 0 | 0 | 0
04.03. | 12 | 1152.5249 |  | 1152.5249 | 0 | 0 | 0 | 0
04.03. | 13 | 1169.7635 |  | 1169.7635 | 0 | 0 | 0 | 0
04.03. | 14 | 1172.2262 |  | 1172.2262 | 0 | 0 | 0 | 0
04.03. | 15 | 1142.6742 |  | 1142.6742 | 0 | 0 | 0 | 0
04.03. | 16 | 1142.6742 |  | 1142.6742 | 0 | 0 | 0 | 0
04.03. | 17 | 1154.9875 |  | 1154.9875 | 0 | 0 | 0 | 0
04.03. | 18 | 1182.0768 |  | 1182.0768 | 0 | 0 | 0 | 0
04.03. | 19 | 1113.1223 |  | 1113.1223 | 0 | 0 | 0 | 0
04.03. | 20 | 1167.3008 |  | 1167.3008 | 0 | 0 | 0 | 0
04.03. | 21 | 1174.6888 |  | 1174.6888 | 0 | 0 | 0 | 0
04.03. | 22 | 1177.1515 |  | 1177.1515 | 0 | 0 | 0 | 0
04.03. | 23 | 1169.7635 |  | 1169.7635 | 0 | 0 | 0 | 0
04.03. | 24 | 1154.9875 |  | 1154.9875 | 0 | 0 | 0 | 0
05.03. | 1 | 1135.2863 |  | 1135.2863 | 0 | 0 | 0 | 0
05.03. | 2 | 1125.4356 |  | 1125.4356 | 0 | 0 | 0 | 0
05.03. | 3 | 1115.585 |  | 1115.585 | 0 | 0 | 0 | 0
05.03. | 4 | 1152.5249 |  | 1152.5249 | 0 | 0 | 0 | 0
05.03. | 5 | 1169.7635 |  | 1169.7635 | 0 | 0 | 0 | 0
05.03. | 6 | 1187.0021 |  | 1187.0021 | 0 | 0 | 0 | 0
05.03. | 7 | 1177.1515 |  | 1177.1515 | 0 | 0 | 0 | 0
05.03. | 8 | 1209.1661 |  | 1209.1661 | 0 | 0 | 0 | 0
05.03. | 9 | 1184.5395 |  | 1184.5395 | 0 | 0 | 0 | 0
05.03. | 10 | 1206.7034 |  | 1206.7034 | 0 | 0 | 0 | 0
05.03. | 11 | 1184.5395 |  | 1184.5395 | 0 | 0 | 0 | 0
05.03. | 12 | 1191.9274 |  | 1191.9274 | 0 | 0 | 0 | 0
05.03. | 13 | 1184.5395 |  | 1184.5395 | 0 | 0 | 0 | 0
05.03. | 14 | 1196.8528 |  | 1196.8528 | 0 | 0 | 0 | 0
05.03. | 15 | 1162.3755 |  | 1162.3755 | 0 | 0 | 0 | 0
05.03. | 16 | 1191.9274 |  | 1191.9274 | 0 | 0 | 0 | 0
05.03. | 17 | 1164.8382 |  | 1164.8382 | 0 | 0 | 0 | 0
05.03. | 18 | 1147.5996 |  | 1147.5996 | 0 | 0 | 0 | 0
05.03. | 19 | 1174.6888 |  | 1174.6888 | 0 | 0 | 0 | 0
05.03. | 20 | 1209.1661 |  | 1209.1661 | 0 | 0 | 0 | 0
05.03. | 21 | 1228.8673 |  | 1228.8673 | 0 | 0 | 0 | 0
05.03. | 22 | 1226.4047 |  | 1226.4047 | 0 | 0 | 0 | 0
05.03. | 23 | 1223.942 |  | 1223.942 | 0 | 0 | 0 | 0
05.03. | 24 | 1214.0914 |  | 1214.0914 | 0 | 0 | 0 | 0
06.03. | 1 | 1150.0622 |  | 1150.0622 | 0 | 0 | 0 | 0
06.03. | 2 | 1130.3609 |  | 1130.3609 | 0 | 0 | 0 | 0
06.03. | 3 | 1135.2863 |  | 1135.2863 | 0 | 0 | 0 | 0
06.03. | 4 | 1140.2116 |  | 1140.2116 | 0 | 0 | 0 | 0
06.03. | 5 | 1137.7489 |  | 1137.7489 | 0 | 0 | 0 | 0
06.03. | 6 | 1147.5996 |  | 1147.5996 | 0 | 0 | 0 | 0
06.03. | 7 | 1115.585 |  | 1115.585 | 0 | 0 | 0 | 0
06.03. | 8 | 1142.6742 |  | 1142.6742 | 0 | 0 | 0 | 0
06.03. | 9 | 1105.7343 |  | 1105.7343 | 0 | 0 | 0 | 0
06.03. | 10 | 1118.0476 |  | 1118.0476 | 0 | 0 | 0 | 0
06.03. | 11 | 1081.1077 |  | 1081.1077 | 0 | 0 | 0 | 0
06.03. | 12 | 1086.0331 |  | 1086.0331 | 0 | 0 | 0 | 0
06.03. | 13 | 1088.4957 |  | 1088.4957 | 0 | 0 | 0 | 0
06.03. | 14 | 1103.2717 |  | 1103.2717 | 0 | 0 | 0 | 0
06.03. | 15 | 1105.7343 |  | 1105.7343 | 0 | 0 | 0 | 0
06.03. | 16 | 1115.585 |  | 1115.585 | 0 | 0 | 0 | 0
06.03. | 17 | 1115.585 |  | 1115.585 | 0 | 0 | 0 | 0
06.03. | 18 | 1127.8983 |  | 1127.8983 | 0 | 0 | 0 | 0
06.03. | 19 | 1191.9274 |  | 1191.9274 | 0 | 0 | 0 | 0
06.03. | 20 | 1238.718 |  | 1238.718 | 0 | 0 | 0 | 0
06.03. | 21 | 1251.0313 |  | 1251.0313 | 0 | 0 | 0 | 0
06.03. | 22 | 1248.5686 |  | 1248.5686 | 0 | 0 | 0 | 0
06.03. | 23 | 1209.1661 |  | 1209.1661 | 0 | 0 | 0 | 0
06.03. | 24 | 1174.6888 |  | 1174.6888 | 0 | 0 | 0 | 0
07.03. | 1 | 1159.9129 |  | 1159.9129 | 0 | 0 | 0 | 0
07.03. | 2 | 1145.1369 |  | 1145.1369 | 0 | 0 | 0 | 0
07.03. | 3 | 1130.3609 |  | 1130.3609 | 0 | 0 | 0 | 0
07.03. | 4 | 1130.3609 |  | 1130.3609 | 0 | 0 | 0 | 0
07.03. | 5 | 1125.4356 |  | 1125.4356 | 0 | 0 | 0 | 0
07.03. | 6 | 1125.4356 |  | 1125.4356 | 0 | 0 | 0 | 0
07.03. | 7 | 1140.2116 |  | 1140.2116 | 0 | 0 | 0 | 0
07.03. | 8 | 1142.6742 |  | 1142.6742 | 0 | 0 | 0 | 0
07.03. | 9 | 1150.0622 |  | 1150.0622 | 0 | 0 | 0 | 0
07.03. | 10 | 1125.4356 |  | 1125.4356 | 0 | 0 | 0 | 0
07.03. | 11 | 1095.8837 |  | 1095.8837 | 0 | 0 | 0 | 0
07.03. | 12 | 1068.7944 |  | 1068.7944 | 0 | 0 | 0 | 0
07.03. | 13 | 1036.7799 |  | 1036.7799 | 0 | 0 | 0 | 0
07.03. | 14 | 1044.1678 |  | 1044.1678 | 0 | 0 | 0 | 0
07.03. | 15 | 1026.9292 |  | 1026.9292 | 0 | 0 | 0 | 0
07.03. | 16 | 1024.4666 |  | 1024.4666 | 0 | 0 | 0 | 0
07.03. | 17 | 1026.9292 |  | 1026.9292 | 0 | 0 | 0 | 0
07.03. | 18 | 1046.6305 |  | 1046.6305 | 0 | 0 | 0 | 0
07.03. | 19 | 1093.421 |  | 1093.421 | 0 | 0 | 0 | 0
07.03. | 20 | 1169.7635 |  | 1169.7635 | 0 | 0 | 0 | 0
07.03. | 21 | 1189.4648 |  | 1189.4648 | 0 | 0 | 0 | 0
07.03. | 22 | 1174.6888 |  | 1174.6888 | 0 | 0 | 0 | 0
07.03. | 23 | 1177.1515 |  | 1177.1515 | 0 | 0 | 0 | 0
07.03. | 24 | 1147.5996 |  | 1147.5996 | 0 | 0 | 0 | 0
08.03. | 1 | 1103.2717 |  | 1103.2717 | 0 | 0 | 0 | 0
08.03. | 2 | 1061.4065 |  | 1061.4065 | 0 | 0 | 0 | 0
08.03. | 3 | 1041.7052 |  | 1041.7052 | 0 | 0 | 0 | 0
08.03. | 4 | 1041.7052 |  | 1041.7052 | 0 | 0 | 0 | 0
08.03. | 5 | 1041.7052 |  | 1041.7052 | 0 | 0 | 0 | 0
08.03. | 6 | 1039.2425 |  | 1039.2425 | 0 | 0 | 0 | 0
08.03. | 7 | 1090.9584 |  | 1090.9584 | 0 | 0 | 0 | 0
08.03. | 8 | 1073.7198 |  | 1073.7198 | 0 | 0 | 0 | 0
08.03. | 9 | 1058.9438 |  | 1058.9438 | 0 | 0 | 0 | 0
08.03. | 10 | 1076.1824 |  | 1076.1824 | 0 | 0 | 0 | 0
08.03. | 11 | 1034.3172 |  | 1034.3172 | 0 | 0 | 0 | 0
08.03. | 12 | 1041.7052 |  | 1041.7052 | 0 | 0 | 0 | 0
08.03. | 13 | 997.3773 |  | 997.3773 | 0 | 0 | 0 | 0
08.03. | 14 | 980.1387 |  | 980.1387 | 0 | 0 | 0 | 0
08.03. | 15 | 970.288 |  | 970.288 | 0 | 0 | 0 | 0
08.03. | 16 | 970.288 |  | 970.288 | 0 | 0 | 0 | 0
08.03. | 17 | 977.676 |  | 977.676 | 0 | 0 | 0 | 0
08.03. | 18 | 999.84 |  | 999.84 | 0 | 0 | 0 | 0
08.03. | 19 | 1076.1824 |  | 1076.1824 | 0 | 0 | 0 | 0
08.03. | 20 | 1169.7635 |  | 1169.7635 | 0 | 0 | 0 | 0
08.03. | 21 | 1093.421 |  | 1093.421 | 0 | 0 | 0 | 0
08.03. | 22 | 1105.7343 |  | 1105.7343 | 0 | 0 | 0 | 0
08.03. | 23 | 1125.4356 |  | 1125.4356 | 0 | 0 | 0 | 0
08.03. | 24 | 1022.0039 |  | 1022.0039 | 0 | 0 | 0 | 0
09.03. | 1 | 1012.1533 |  | 1012.1533 | 0 | 0 | 0 | 0
09.03. | 2 | 972.7507 |  | 972.7507 | 0 | 0 | 0 | 0
09.03. | 3 | 972.7507 |  | 972.7507 | 0 | 0 | 0 | 0
09.03. | 4 | 965.3627 |  | 965.3627 | 0 | 0 | 0 | 0
09.03. | 5 | 955.5121 |  | 955.5121 | 0 | 0 | 0 | 0
09.03. | 6 | 955.5121 |  | 955.5121 | 0 | 0 | 0 | 0
09.03. | 7 | 975.2134 |  | 975.2134 | 0 | 0 | 0 | 0
09.03. | 8 | 992.452 |  | 992.452 | 0 | 0 | 0 | 0
09.03. | 9 | 980.1387 |  | 980.1387 | 0 | 0 | 0 | 0
09.03. | 10 | 1017.0786 |  | 1017.0786 | 0 | 0 | 0 | 0
09.03. | 11 | 994.9146 |  | 994.9146 | 0 | 0 | 0 | 0
09.03. | 12 | 987.5267 |  | 987.5267 | 0 | 0 | 0 | 0
09.03. | 13 | 965.3627 |  | 965.3627 | 0 | 0 | 0 | 0
09.03. | 14 | 962.9001 |  | 962.9001 | 0 | 0 | 0 | 0
09.03. | 15 | 970.288 |  | 970.288 | 0 | 0 | 0 | 0
09.03. | 16 | 938.2735 |  | 938.2735 | 0 | 0 | 0 | 0
09.03. | 17 | 928.4228 |  | 928.4228 | 0 | 0 | 0 | 0
09.03. | 18 | 970.288 |  | 970.288 | 0 | 0 | 0 | 0
09.03. | 19 | 1026.9292 |  | 1026.9292 | 0 | 0 | 0 | 0
09.03. | 20 | 1073.7198 |  | 1073.7198 | 0 | 0 | 0 | 0
09.03. | 21 | 1090.9584 |  | 1090.9584 | 0 | 0 | 0 | 0
09.03. | 22 | 1076.1824 |  | 1076.1824 | 0 | 0 | 0 | 0
09.03. | 23 | 1063.8691 |  | 1063.8691 | 0 | 0 | 0 | 0
09.03. | 24 | 1044.1678 |  | 1044.1678 | 0 | 0 | 0 | 0
10.03. | 1 | 997.3773 |  | 997.3773 | 0 | 0 | 0 | 0
10.03. | 2 | 962.9001 |  | 962.9001 | 0 | 0 | 0 | 0
10.03. | 3 | 953.0494 |  | 953.0494 | 0 | 0 | 0 | 0
10.03. | 4 | 938.2735 |  | 938.2735 | 0 | 0 | 0 | 0
10.03. | 5 | 879.1696 |  | 879.1696 | 0 | 0 | 0 | 0
10.03. | 6 | 876.707 |  | 876.707 | 0 | 0 | 0 | 0
10.03. | 7 | 879.1696 |  | 879.1696 | 0 | 0 | 0 | 0
10.03. | 8 | 889.0203 |  | 889.0203 | 0 | 0 | 0 | 0
10.03. | 9 | 884.0949 |  | 884.0949 | 0 | 0 | 0 | 0
10.03. | 10 | 874.2443 |  | 874.2443 | 0 | 0 | 0 | 0
10.03. | 11 | 859.4683 |  | 859.4683 | 0 | 0 | 0 | 0
10.03. | 12 | 849.6177 |  | 849.6177 | 0 | 0 | 0 | 0
10.03. | 13 | 832.3791 |  | 832.3791 | 0 | 0 | 0 | 0
10.03. | 14 | 834.8417 |  | 834.8417 | 0 | 0 | 0 | 0
10.03. | 15 | 827.4538 |  | 827.4538 | 0 | 0 | 0 | 0
10.03. | 16 | 815.1405 |  | 815.1405 | 0 | 0 | 0 | 0
10.03. | 17 | 807.7525 |  | 807.7525 | 0 | 0 | 0 | 0
10.03. | 18 | 812.6778 |  | 812.6778 | 0 | 0 | 0 | 0
10.03. | 19 | 925.9602 |  | 925.9602 | 0 | 0 | 0 | 0
10.03. | 20 | 985.064 |  | 985.064 | 0 | 0 | 0 | 0
10.03. | 21 | 1002.3026 |  | 1002.3026 | 0 | 0 | 0 | 0
10.03. | 22 | 1046.6305 |  | 1046.6305 | 0 | 0 | 0 | 0
10.03. | 23 | 1019.5412 |  | 1019.5412 | 0 | 0 | 0 | 0
10.03. | 24 | 999.84 |  | 999.84 | 0 | 0 | 0 | 0
11.03. | 1 | 1024.4666 |  | 1024.4666 | 0 | 0 | 0 | 0
11.03. | 2 | 1024.4666 |  | 1024.4666 | 0 | 0 | 0 | 0
11.03. | 3 | 1022.0039 |  | 1022.0039 | 0 | 0 | 0 | 0
11.03. | 4 | 1019.5412 |  | 1019.5412 | 0 | 0 | 0 | 0
11.03. | 5 | 1019.5412 |  | 1019.5412 | 0 | 0 | 0 | 0
11.03. | 6 | 1029.3919 |  | 1029.3919 | 0 | 0 | 0 | 0
11.03. | 7 | 1031.8545 |  | 1031.8545 | 0 | 0 | 0 | 0
11.03. | 8 | 1039.2425 |  | 1039.2425 | 0 | 0 | 0 | 0
11.03. | 9 | 1041.7052 |  | 1041.7052 | 0 | 0 | 0 | 0
11.03. | 10 | 1004.7653 |  | 1004.7653 | 0 | 0 | 0 | 0
11.03. | 11 | 989.9893 |  | 989.9893 | 0 | 0 | 0 | 0
11.03. | 12 | 967.8254 |  | 967.8254 | 0 | 0 | 0 | 0
11.03. | 13 | 970.288 |  | 970.288 | 0 | 0 | 0 | 0
11.03. | 14 | 970.288 |  | 970.288 | 0 | 0 | 0 | 0
11.03. | 15 | 965.3627 |  | 965.3627 | 0 | 0 | 0 | 0
11.03. | 16 | 965.3627 |  | 965.3627 | 0 | 0 | 0 | 0
11.03. | 17 | 972.7507 |  | 972.7507 | 0 | 0 | 0 | 0
11.03. | 18 | 1017.0786 |  | 1017.0786 | 0 | 0 | 0 | 0
11.03. | 19 | 1081.1077 |  | 1081.1077 | 0 | 0 | 0 | 0
11.03. | 20 | 1076.1824 |  | 1076.1824 | 0 | 0 | 0 | 0
11.03. | 21 | 1044.1678 |  | 1044.1678 | 0 | 0 | 0 | 0
11.03. | 22 | 1041.7052 |  | 1041.7052 | 0 | 0 | 0 | 0
11.03. | 23 | 1054.0185 |  | 1054.0185 | 0 | 0 | 0 | 0
11.03. | 24 | 1044.1678 |  | 1044.1678 | 0 | 0 | 0 | 0
12.03. | 1 | 989.9893 |  | 989.9893 | 0 | 0 | 0 | 0
12.03. | 2 | 970.288 |  | 970.288 | 0 | 0 | 0 | 0
12.03. | 3 | 943.1988 |  | 943.1988 | 0 | 0 | 0 | 0
12.03. | 4 | 943.1988 |  | 943.1988 | 0 | 0 | 0 | 0
12.03. | 5 | 943.1988 |  | 943.1988 | 0 | 0 | 0 | 0
12.03. | 6 | 965.3627 |  | 965.3627 | 0 | 0 | 0 | 0
12.03. | 7 | 1009.6906 |  | 1009.6906 | 0 | 0 | 0 | 0
12.03. | 8 | 1031.8545 |  | 1031.8545 | 0 | 0 | 0 | 0
12.03. | 9 | 1031.8545 |  | 1031.8545 | 0 | 0 | 0 | 0
12.03. | 10 | 999.84 |  | 999.84 | 0 | 0 | 0 | 0
12.03. | 11 | 994.9146 |  | 994.9146 | 0 | 0 | 0 | 0
12.03. | 12 | 957.9747 |  | 957.9747 | 0 | 0 | 0 | 0
12.03. | 13 | 948.1241 |  | 948.1241 | 0 | 0 | 0 | 0
12.03. | 14 | 950.5868 |  | 950.5868 | 0 | 0 | 0 | 0
12.03. | 15 | 955.5121 |  | 955.5121 | 0 | 0 | 0 | 0
12.03. | 16 | 962.9001 |  | 962.9001 | 0 | 0 | 0 | 0
12.03. | 17 | 967.8254 |  | 967.8254 | 0 | 0 | 0 | 0
12.03. | 18 | 985.064 |  | 985.064 | 0 | 0 | 0 | 0
12.03. | 19 | 1041.7052 |  | 1041.7052 | 0 | 0 | 0 | 0
12.03. | 20 | 1103.2717 |  | 1103.2717 | 0 | 0 | 0 | 0
12.03. | 21 | 1100.809 |  | 1100.809 | 0 | 0 | 0 | 0
12.03. | 22 | 1105.7343 |  | 1105.7343 | 0 | 0 | 0 | 0
12.03. | 23 | 1078.6451 |  | 1078.6451 | 0 | 0 | 0 | 0
12.03. | 24 | 1022.0039 |  | 1022.0039 | 0 | 0 | 0 | 0
13.03. | 1 | 1017.0786 |  | 1017.0786 | 0 | 0 | 0 | 0
13.03. | 2 | 1014.6159 |  | 1014.6159 | 0 | 0 | 0 | 0
13.03. | 3 | 1012.1533 |  | 1012.1533 | 0 | 0 | 0 | 0
13.03. | 4 | 1014.6159 |  | 1014.6159 | 0 | 0 | 0 | 0
13.03. | 5 | 997.3773 |  | 997.3773 | 0 | 0 | 0 | 0
13.03. | 6 | 1007.2279 |  | 1007.2279 | 0 | 0 | 0 | 0
13.03. | 7 | 1041.7052 |  | 1041.7052 | 0 | 0 | 0 | 0
13.03. | 8 | 1054.0185 |  | 1054.0185 | 0 | 0 | 0 | 0
13.03. | 9 | 1058.9438 |  | 1058.9438 | 0 | 0 | 0 | 0
13.03. | 10 | 1058.9438 |  | 1058.9438 | 0 | 0 | 0 | 0
13.03. | 11 | 1041.7052 |  | 1041.7052 | 0 | 0 | 0 | 0
13.03. | 12 | 1024.4666 |  | 1024.4666 | 0 | 0 | 0 | 0
13.03. | 13 | 1004.7653 |  | 1004.7653 | 0 | 0 | 0 | 0
13.03. | 14 | 1009.6906 |  | 1009.6906 | 0 | 0 | 0 | 0
13.03. | 15 | 1031.8545 |  | 1031.8545 | 0 | 0 | 0 | 0
13.03. | 16 | 1041.7052 |  | 1041.7052 | 0 | 0 | 0 | 0
13.03. | 17 | 1036.7799 |  | 1036.7799 | 0 | 0 | 0 | 0
13.03. | 18 | 1061.4065 |  | 1061.4065 | 0 | 0 | 0 | 0
13.03. | 19 | 1125.4356 |  | 1125.4356 | 0 | 0 | 0 | 0
13.03. | 20 | 1177.1515 |  | 1177.1515 | 0 | 0 | 0 | 0
13.03. | 21 | 1191.9274 |  | 1191.9274 | 0 | 0 | 0 | 0
13.03. | 22 | 1191.9274 |  | 1191.9274 | 0 | 0 | 0 | 0
13.03. | 23 | 1177.1515 |  | 1177.1515 | 0 | 0 | 0 | 0
13.03. | 24 | 1145.1369 |  | 1145.1369 | 0 | 0 | 0 | 0
14.03. | 1 | 1182.0768 |  | 1182.0768 | 0 | 0 | 0 | 0
14.03. | 2 | 1182.0768 |  | 1182.0768 | 0 | 0 | 0 | 0
14.03. | 3 | 1167.3008 |  | 1167.3008 | 0 | 0 | 0 | 0
14.03. | 4 | 1164.8382 |  | 1164.8382 | 0 | 0 | 0 | 0
14.03. | 5 | 1154.9875 |  | 1154.9875 | 0 | 0 | 0 | 0
14.03. | 6 | 1152.5249 |  | 1152.5249 | 0 | 0 | 0 | 0
14.03. | 7 | 1159.9129 |  | 1159.9129 | 0 | 0 | 0 | 0
14.03. | 8 | 1154.9875 |  | 1154.9875 | 0 | 0 | 0 | 0
14.03. | 9 | 1169.7635 |  | 1169.7635 | 0 | 0 | 0 | 0
14.03. | 10 | 1182.0768 |  | 1182.0768 | 0 | 0 | 0 | 0
14.03. | 11 | 1172.2262 |  | 1172.2262 | 0 | 0 | 0 | 0
14.03. | 12 | 1135.2863 |  | 1135.2863 | 0 | 0 | 0 | 0
14.03. | 13 | 1100.809 |  | 1100.809 | 0 | 0 | 0 | 0
14.03. | 14 | 1120.5103 |  | 1120.5103 | 0 | 0 | 0 | 0
14.03. | 15 | 1127.8983 |  | 1127.8983 | 0 | 0 | 0 | 0
14.03. | 16 | 1132.8236 |  | 1132.8236 | 0 | 0 | 0 | 0
14.03. | 17 | 1127.8983 |  | 1127.8983 | 0 | 0 | 0 | 0
14.03. | 18 | 1177.1515 |  | 1177.1515 | 0 | 0 | 0 | 0
14.03. | 19 | 1189.4648 |  | 1189.4648 | 0 | 0 | 0 | 0
14.03. | 20 | 1199.3154 |  | 1199.3154 | 0 | 0 | 0 | 0
14.03. | 21 | 1214.0914 |  | 1214.0914 | 0 | 0 | 0 | 0
14.03. | 22 | 1216.554 |  | 1216.554 | 0 | 0 | 0 | 0
14.03. | 23 | 1211.6287 |  | 1211.6287 | 0 | 0 | 0 | 0
14.03. | 24 | 1206.7034 |  | 1206.7034 | 0 | 0 | 0 | 0
15.03. | 1 | 1167.3008 |  | 1167.3008 | 0 | 0 | 0 | 0
15.03. | 2 | 1164.8382 |  | 1164.8382 | 0 | 0 | 0 | 0
15.03. | 3 | 1167.3008 |  | 1167.3008 | 0 | 0 | 0 | 0
15.03. | 4 | 1182.0768 |  | 1182.0768 | 0 | 0 | 0 | 0
15.03. | 5 | 1196.8528 |  | 1196.8528 | 0 | 0 | 0 | 0
15.03. | 6 | 1174.6888 |  | 1174.6888 | 0 | 0 | 0 | 0
15.03. | 7 | 1169.7635 |  | 1169.7635 | 0 | 0 | 0 | 0
15.03. | 8 | 1199.3154 |  | 1199.3154 | 0 | 0 | 0 | 0
15.03. | 9 | 1169.7635 |  | 1169.7635 | 0 | 0 | 0 | 0
15.03. | 10 | 1164.8382 |  | 1164.8382 | 0 | 0 | 0 | 0
15.03. | 11 | 1145.1369 |  | 1145.1369 | 0 | 0 | 0 | 0
15.03. | 12 | 1130.3609 |  | 1130.3609 | 0 | 0 | 0 | 0
15.03. | 13 | 1142.6742 |  | 1142.6742 | 0 | 0 | 0 | 0
15.03. | 14 | 1157.4502 |  | 1157.4502 | 0 | 0 | 0 | 0
15.03. | 15 | 1152.5249 |  | 1152.5249 | 0 | 0 | 0 | 0
15.03. | 16 | 1135.2863 |  | 1135.2863 | 0 | 0 | 0 | 0
15.03. | 17 | 1142.6742 |  | 1142.6742 | 0 | 0 | 0 | 0
15.03. | 18 | 1169.7635 |  | 1169.7635 | 0 | 0 | 0 | 0
15.03. | 19 | 1204.2407 |  | 1204.2407 | 0 | 0 | 0 | 0
15.03. | 20 | 1241.1806 |  | 1241.1806 | 0 | 0 | 0 | 0
15.03. | 21 | 1273.1952 |  | 1273.1952 | 0 | 0 | 0 | 0
15.03. | 22 | 1260.8819 |  | 1260.8819 | 0 | 0 | 0 | 0
15.03. | 23 | 1231.33 |  | 1231.33 | 0 | 0 | 0 | 0
15.03. | 24 | 1211.6287 |  | 1211.6287 | 0 | 0 | 0 | 0
16.03. | 1 | 1154.9875 |  | 1154.9875 | 0 | 0 | 0 | 0
16.03. | 2 | 1157.4502 |  | 1157.4502 | 0 | 0 | 0 | 0
16.03. | 3 | 1157.4502 |  | 1157.4502 | 0 | 0 | 0 | 0
16.03. | 4 | 1157.4502 |  | 1157.4502 | 0 | 0 | 0 | 0
16.03. | 5 | 1157.4502 |  | 1157.4502 | 0 | 0 | 0 | 0
16.03. | 6 | 1154.9875 |  | 1154.9875 | 0 | 0 | 0 | 0
16.03. | 7 | 1152.5249 |  | 1152.5249 | 0 | 0 | 0 | 0
16.03. | 8 | 1154.9875 |  | 1154.9875 | 0 | 0 | 0 | 0
16.03. | 9 | 1142.6742 |  | 1142.6742 | 0 | 0 | 0 | 0
16.03. | 10 | 1115.585 |  | 1115.585 | 0 | 0 | 0 | 0
16.03. | 11 | 1090.9584 |  | 1090.9584 | 0 | 0 | 0 | 0
16.03. | 12 | 1127.8983 |  | 1127.8983 | 0 | 0 | 0 | 0
16.03. | 13 | 1127.8983 |  | 1127.8983 | 0 | 0 | 0 | 0
16.03. | 14 | 1125.4356 |  | 1125.4356 | 0 | 0 | 0 | 0
16.03. | 15 | 1120.5103 |  | 1120.5103 | 0 | 0 | 0 | 0
16.03. | 16 | 1110.6597 |  | 1110.6597 | 0 | 0 | 0 | 0
16.03. | 17 | 1110.6597 |  | 1110.6597 | 0 | 0 | 0 | 0
16.03. | 18 | 1125.4356 |  | 1125.4356 | 0 | 0 | 0 | 0
16.03. | 19 | 1118.0476 |  | 1118.0476 | 0 | 0 | 0 | 0
16.03. | 20 | 1169.7635 |  | 1169.7635 | 0 | 0 | 0 | 0
16.03. | 21 | 1216.554 |  | 1216.554 | 0 | 0 | 0 | 0
16.03. | 22 | 1196.8528 |  | 1196.8528 | 0 | 0 | 0 | 0
16.03. | 23 | 1187.0021 |  | 1187.0021 | 0 | 0 | 0 | 0
16.03. | 24 | 1177.1515 |  | 1177.1515 | 0 | 0 | 0 | 0
17.03. | 1 | 1179.6141 |  | 1179.6141 | 0 | 0 | 0 | 0
17.03. | 2 | 1182.0768 |  | 1182.0768 | 0 | 0 | 0 | 0
17.03. | 3 | 1184.5395 |  | 1184.5395 | 0 | 0 | 0 | 0
17.03. | 4 | 1184.5395 |  | 1184.5395 | 0 | 0 | 0 | 0
17.03. | 5 | 1191.9274 |  | 1191.9274 | 0 | 0 | 0 | 0
17.03. | 6 | 1187.0021 |  | 1187.0021 | 0 | 0 | 0 | 0
17.03. | 7 | 1189.4648 |  | 1189.4648 | 0 | 0 | 0 | 0
17.03. | 8 | 1194.3901 |  | 1194.3901 | 0 | 0 | 0 | 0
17.03. | 9 | 1184.5395 |  | 1184.5395 | 0 | 0 | 0 | 0
17.03. | 10 | 1187.0021 |  | 1187.0021 | 0 | 0 | 0 | 0
17.03. | 11 | 1167.3008 |  | 1167.3008 | 0 | 0 | 0 | 0
17.03. | 12 | 1154.9875 |  | 1154.9875 | 0 | 0 | 0 | 0
17.03. | 13 | 1154.9875 |  | 1154.9875 | 0 | 0 | 0 | 0
17.03. | 14 | 1154.9875 |  | 1154.9875 | 0 | 0 | 0 | 0
17.03. | 15 | 1154.9875 |  | 1154.9875 | 0 | 0 | 0 | 0
17.03. | 16 | 1152.5249 |  | 1152.5249 | 0 | 0 | 0 | 0
17.03. | 17 | 1154.9875 |  | 1154.9875 | 0 | 0 | 0 | 0
17.03. | 18 | 1169.7635 |  | 1169.7635 | 0 | 0 | 0 | 0
17.03. | 19 | 1179.6141 |  | 1179.6141 | 0 | 0 | 0 | 0
17.03. | 20 | 1236.2553 |  | 1236.2553 | 0 | 0 | 0 | 0
17.03. | 21 | 1253.4939 |  | 1253.4939 | 0 | 0 | 0 | 0
17.03. | 22 | 1233.7927 |  | 1233.7927 | 0 | 0 | 0 | 0
17.03. | 23 | 1226.4047 |  | 1226.4047 | 0 | 0 | 0 | 0
17.03. | 24 | 1167.3008 |  | 1167.3008 | 0 | 0 | 0 | 0
18.03. | 1 | 1159.9129 |  | 1159.9129 | 0 | 0 | 0 | 0
18.03. | 2 | 1167.3008 |  | 1167.3008 | 0 | 0 | 0 | 0
18.03. | 3 | 1187.0021 |  | 1187.0021 | 0 | 0 | 0 | 0
18.03. | 4 | 1194.3901 |  | 1194.3901 | 0 | 0 | 0 | 0
18.03. | 5 | 1206.7034 |  | 1206.7034 | 0 | 0 | 0 | 0
18.03. | 6 | 1201.7781 |  | 1201.7781 | 0 | 0 | 0 | 0
18.03. | 7 | 1204.2407 |  | 1204.2407 | 0 | 0 | 0 | 0
18.03. | 8 | 1216.554 |  | 1216.554 | 0 | 0 | 0 | 0
18.03. | 9 | 1199.3154 |  | 1199.3154 | 0 | 0 | 0 | 0
18.03. | 10 | 1182.0768 |  | 1182.0768 | 0 | 0 | 0 | 0
18.03. | 11 | 1179.6141 |  | 1179.6141 | 0 | 0 | 0 | 0
18.03. | 12 | 1152.5249 |  | 1152.5249 | 0 | 0 | 0 | 0
18.03. | 13 | 1157.4502 |  | 1157.4502 | 0 | 0 | 0 | 0
18.03. | 14 | 1157.4502 |  | 1157.4502 | 0 | 0 | 0 | 0
18.03. | 15 | 1164.8382 |  | 1164.8382 | 0 | 0 | 0 | 0
18.03. | 16 | 1172.2262 |  | 1172.2262 | 0 | 0 | 0 | 0
18.03. | 17 | 1169.7635 |  | 1169.7635 | 0 | 0 | 0 | 0
18.03. | 18 | 1167.3008 |  | 1167.3008 | 0 | 0 | 0 | 0
18.03. | 19 | 1201.7781 |  | 1201.7781 | 0 | 0 | 0 | 0
18.03. | 20 | 1312.5978 |  | 1312.5978 | 0 | 0 | 0 | 0
18.03. | 21 | 1319.9858 |  | 1319.9858 | 0 | 0 | 0 | 0
18.03. | 22 | 1273.1952 |  | 1273.1952 | 0 | 0 | 0 | 0
18.03. | 23 | 1260.8819 |  | 1260.8819 | 0 | 0 | 0 | 0
18.03. | 24 | 1248.5686 |  | 1248.5686 | 0 | 0 | 0 | 0
19.03. | 1 | 1209.1661 |  | 1209.1661 | 0 | 0 | 0 | 0
19.03. | 2 | 1211.6287 |  | 1211.6287 | 0 | 0 | 0 | 0
19.03. | 3 | 1199.3154 |  | 1199.3154 | 0 | 0 | 0 | 0
19.03. | 4 | 1199.3154 |  | 1199.3154 | 0 | 0 | 0 | 0
19.03. | 5 | 1196.8528 |  | 1196.8528 | 0 | 0 | 0 | 0
19.03. | 6 | 1204.2407 |  | 1204.2407 | 0 | 0 | 0 | 0
19.03. | 7 | 1251.0313 |  | 1251.0313 | 0 | 0 | 0 | 0
19.03. | 8 | 1251.0313 |  | 1251.0313 | 0 | 0 | 0 | 0
19.03. | 9 | 1241.1806 |  | 1241.1806 | 0 | 0 | 0 | 0
19.03. | 10 | 1209.1661 |  | 1209.1661 | 0 | 0 | 0 | 0
19.03. | 11 | 1177.1515 |  | 1177.1515 | 0 | 0 | 0 | 0
19.03. | 12 | 1122.973 |  | 1122.973 | 0 | 0 | 0 | 0
19.03. | 13 | 1150.0622 |  | 1150.0622 | 0 | 0 | 0 | 0
19.03. | 14 | 1159.9129 |  | 1159.9129 | 0 | 0 | 0 | 0
19.03. | 15 | 1167.3008 |  | 1167.3008 | 0 | 0 | 0 | 0
19.03. | 16 | 1164.8382 |  | 1164.8382 | 0 | 0 | 0 | 0
19.03. | 17 | 1137.7489 |  | 1137.7489 | 0 | 0 | 0 | 0
19.03. | 18 | 1191.9274 |  | 1191.9274 | 0 | 0 | 0 | 0
19.03. | 19 | 1214.0914 |  | 1214.0914 | 0 | 0 | 0 | 0
19.03. | 20 | 1290.4338 |  | 1290.4338 | 0 | 0 | 0 | 0
19.03. | 21 | 1251.0313 |  | 1251.0313 | 0 | 0 | 0 | 0
19.03. | 22 | 1238.718 |  | 1238.718 | 0 | 0 | 0 | 0
19.03. | 23 | 1231.33 |  | 1231.33 | 0 | 0 | 0 | 0
19.03. | 24 | 1191.9274 |  | 1191.9274 | 0 | 0 | 0 | 0
20.03. | 1 | 1154.9875 |  | 1154.9875 | 0 | 0 | 0 | 0
20.03. | 2 | 1140.2116 |  | 1140.2116 | 0 | 0 | 0 | 0
20.03. | 3 | 1142.6742 |  | 1142.6742 | 0 | 0 | 0 | 0
20.03. | 4 | 1137.7489 |  | 1137.7489 | 0 | 0 | 0 | 0
20.03. | 5 | 1137.7489 |  | 1137.7489 | 0 | 0 | 0 | 0
20.03. | 6 | 1137.7489 |  | 1137.7489 | 0 | 0 | 0 | 0
20.03. | 7 | 1154.9875 |  | 1154.9875 | 0 | 0 | 0 | 0
20.03. | 8 | 1154.9875 |  | 1154.9875 | 0 | 0 | 0 | 0
20.03. | 9 | 1150.0622 |  | 1150.0622 | 0 | 0 | 0 | 0
20.03. | 10 | 1120.5103 |  | 1120.5103 | 0 | 0 | 0 | 0
20.03. | 11 | 1100.809 |  | 1100.809 | 0 | 0 | 0 | 0
20.03. | 12 | 1086.0331 |  | 1086.0331 | 0 | 0 | 0 | 0
20.03. | 13 | 1098.3464 |  | 1098.3464 | 0 | 0 | 0 | 0
20.03. | 14 | 1103.2717 |  | 1103.2717 | 0 | 0 | 0 | 0
20.03. | 15 | 1100.809 |  | 1100.809 | 0 | 0 | 0 | 0
20.03. | 16 | 1110.6597 |  | 1110.6597 | 0 | 0 | 0 | 0
20.03. | 17 | 1110.6597 |  | 1110.6597 | 0 | 0 | 0 | 0
20.03. | 18 | 1113.1223 |  | 1113.1223 | 0 | 0 | 0 | 0
20.03. | 19 | 1174.6888 |  | 1174.6888 | 0 | 0 | 0 | 0
20.03. | 20 | 1189.4648 |  | 1189.4648 | 0 | 0 | 0 | 0
20.03. | 21 | 1199.3154 |  | 1199.3154 | 0 | 0 | 0 | 0
20.03. | 22 | 1191.9274 |  | 1191.9274 | 0 | 0 | 0 | 0
20.03. | 23 | 1196.8528 |  | 1196.8528 | 0 | 0 | 0 | 0
20.03. | 24 | 1187.0021 |  | 1187.0021 | 0 | 0 | 0 | 0
21.03. | 1 | 1145.1369 |  | 1145.1369 | 0 | 0 | 0 | 0
21.03. | 2 | 1110.6597 |  | 1110.6597 | 0 | 0 | 0 | 0
21.03. | 3 | 1115.585 |  | 1115.585 | 0 | 0 | 0 | 0
21.03. | 4 | 1113.1223 |  | 1113.1223 | 0 | 0 | 0 | 0
21.03. | 5 | 1118.0476 |  | 1118.0476 | 0 | 0 | 0 | 0
21.03. | 6 | 1132.8236 |  | 1132.8236 | 0 | 0 | 0 | 0
21.03. | 7 | 1113.1223 |  | 1113.1223 | 0 | 0 | 0 | 0
21.03. | 8 | 1130.3609 |  | 1130.3609 | 0 | 0 | 0 | 0
21.03. | 9 | 1113.1223 |  | 1113.1223 | 0 | 0 | 0 | 0
21.03. | 10 | 1093.421 |  | 1093.421 | 0 | 0 | 0 | 0
21.03. | 11 | 1086.0331 |  | 1086.0331 | 0 | 0 | 0 | 0
21.03. | 12 | 1031.8545 |  | 1031.8545 | 0 | 0 | 0 | 0
21.03. | 13 | 1044.1678 |  | 1044.1678 | 0 | 0 | 0 | 0
21.03. | 14 | 1036.7799 |  | 1036.7799 | 0 | 0 | 0 | 0
21.03. | 15 | 1058.9438 |  | 1058.9438 | 0 | 0 | 0 | 0
21.03. | 16 | 1019.5412 |  | 1019.5412 | 0 | 0 | 0 | 0
21.03. | 17 | 1024.4666 |  | 1024.4666 | 0 | 0 | 0 | 0
21.03. | 18 | 1088.4957 |  | 1088.4957 | 0 | 0 | 0 | 0
21.03. | 19 | 1127.8983 |  | 1127.8983 | 0 | 0 | 0 | 0
21.03. | 20 | 1150.0622 |  | 1150.0622 | 0 | 0 | 0 | 0
21.03. | 21 | 1174.6888 |  | 1174.6888 | 0 | 0 | 0 | 0
21.03. | 22 | 1187.0021 |  | 1187.0021 | 0 | 0 | 0 | 0
21.03. | 23 | 1130.3609 |  | 1130.3609 | 0 | 0 | 0 | 0
21.03. | 24 | 1120.5103 |  | 1120.5103 | 0 | 0 | 0 | 0
22.03. | 1 | 1135.2863 |  | 1135.2863 | 0 | 0 | 0 | 0
22.03. | 2 | 1122.973 |  | 1122.973 | 0 | 0 | 0 | 0
22.03. | 3 | 1137.7489 |  | 1137.7489 | 0 | 0 | 0 | 0
22.03. | 4 | 1145.1369 |  | 1145.1369 | 0 | 0 | 0 | 0
22.03. | 5 | 1159.9129 |  | 1159.9129 | 0 | 0 | 0 | 0
22.03. | 6 | 1169.7635 |  | 1169.7635 | 0 | 0 | 0 | 0
22.03. | 7 | 1182.0768 |  | 1182.0768 | 0 | 0 | 0 | 0
22.03. | 8 | 1187.0021 |  | 1187.0021 | 0 | 0 | 0 | 0
22.03. | 9 | 1157.4502 |  | 1157.4502 | 0 | 0 | 0 | 0
22.03. | 10 | 1140.2116 |  | 1140.2116 | 0 | 0 | 0 | 0
22.03. | 11 | 1090.9584 |  | 1090.9584 | 0 | 0 | 0 | 0
22.03. | 12 | 1113.1223 |  | 1113.1223 | 0 | 0 | 0 | 0
22.03. | 13 | 1108.197 |  | 1108.197 | 0 | 0 | 0 | 0
22.03. | 14 | 1098.3464 |  | 1098.3464 | 0 | 0 | 0 | 0
22.03. | 15 | 1147.5996 |  | 1147.5996 | 0 | 0 | 0 | 0
22.03. | 16 | 1135.2863 |  | 1135.2863 | 0 | 0 | 0 | 0
22.03. | 17 | 1135.2863 |  | 1135.2863 | 0 | 0 | 0 | 0
22.03. | 18 | 1147.5996 |  | 1147.5996 | 0 | 0 | 0 | 0
22.03. | 19 | 1157.4502 |  | 1157.4502 | 0 | 0 | 0 | 0
22.03. | 20 | 1201.7781 |  | 1201.7781 | 0 | 0 | 0 | 0
22.03. | 21 | 1191.9274 |  | 1191.9274 | 0 | 0 | 0 | 0
22.03. | 22 | 1194.3901 |  | 1194.3901 | 0 | 0 | 0 | 0
22.03. | 23 | 1179.6141 |  | 1179.6141 | 0 | 0 | 0 | 0
22.03. | 24 | 1167.3008 |  | 1167.3008 | 0 | 0 | 0 | 0
23.03. | 1 | 1100.809 |  | 1100.809 | 0 | 0 | 0 | 0
23.03. | 2 | 1073.7198 |  | 1073.7198 | 0 | 0 | 0 | 0
23.03. | 3 | 1073.7198 |  | 1073.7198 | 0 | 0 | 0 | 0
23.03. | 4 | 1073.7198 |  | 1073.7198 | 0 | 0 | 0 | 0
23.03. | 5 | 1073.7198 |  | 1073.7198 | 0 | 0 | 0 | 0
23.03. | 6 | 1076.1824 |  | 1076.1824 | 0 | 0 | 0 | 0
23.03. | 7 | 1095.8837 |  | 1095.8837 | 0 | 0 | 0 | 0
23.03. | 8 | 1088.4957 |  | 1088.4957 | 0 | 0 | 0 | 0
23.03. | 9 | 1098.3464 |  | 1098.3464 | 0 | 0 | 0 | 0
23.03. | 10 | 1108.197 |  | 1108.197 | 0 | 0 | 0 | 0
23.03. | 11 | 1068.7944 |  | 1068.7944 | 0 | 0 | 0 | 0
23.03. | 12 | 950.5868 |  | 950.5868 | 0 | 0 | 0 | 0
23.03. | 13 | 940.7361 |  | 940.7361 | 0 | 0 | 0 | 0
23.03. | 14 | 950.5868 |  | 950.5868 | 0 | 0 | 0 | 0
23.03. | 15 | 972.7507 |  | 972.7507 | 0 | 0 | 0 | 0
23.03. | 16 | 980.1387 |  | 980.1387 | 0 | 0 | 0 | 0
23.03. | 17 | 1093.421 |  | 1093.421 | 0 | 0 | 0 | 0
23.03. | 18 | 1172.2262 |  | 1172.2262 | 0 | 0 | 0 | 0
23.03. | 19 | 1191.9274 |  | 1191.9274 | 0 | 0 | 0 | 0
23.03. | 20 | 1221.4794 |  | 1221.4794 | 0 | 0 | 0 | 0
23.03. | 21 | 1214.0914 |  | 1214.0914 | 0 | 0 | 0 | 0
23.03. | 22 | 1209.1661 |  | 1209.1661 | 0 | 0 | 0 | 0
23.03. | 23 | 1199.3154 |  | 1199.3154 | 0 | 0 | 0 | 0
23.03. | 24 | 1189.4648 |  | 1189.4648 | 0 | 0 | 0 | 0
24.03. | 1 | 1152.5249 |  | 1152.5249 | 0 | 0 | 0 | 0
24.03. | 2 | 1154.9875 |  | 1154.9875 | 0 | 0 | 0 | 0
24.03. | 3 | 1150.0622 |  | 1150.0622 | 0 | 0 | 0 | 0
24.03. | 4 | 1150.0622 |  | 1150.0622 | 0 | 0 | 0 | 0
24.03. | 5 | 1132.8236 |  | 1132.8236 | 0 | 0 | 0 | 0
24.03. | 6 | 1150.0622 |  | 1150.0622 | 0 | 0 | 0 | 0
24.03. | 7 | 1145.1369 |  | 1145.1369 | 0 | 0 | 0 | 0
24.03. | 8 | 1147.5996 |  | 1147.5996 | 0 | 0 | 0 | 0
24.03. | 9 | 1122.973 |  | 1122.973 | 0 | 0 | 0 | 0
24.03. | 10 | 1073.7198 |  | 1073.7198 | 0 | 0 | 0 | 0
24.03. | 11 | 980.1387 |  | 980.1387 | 0 | 0 | 0 | 0
24.03. | 12 | 989.9893 |  | 989.9893 | 0 | 0 | 0 | 0
24.03. | 13 | 992.452 |  | 992.452 | 0 | 0 | 0 | 0
24.03. | 14 | 989.9893 |  | 989.9893 | 0 | 0 | 0 | 0
24.03. | 15 | 997.3773 |  | 997.3773 | 0 | 0 | 0 | 0
24.03. | 16 | 1012.1533 |  | 1012.1533 | 0 | 0 | 0 | 0
24.03. | 17 | 1083.5704 |  | 1083.5704 | 0 | 0 | 0 | 0
24.03. | 18 | 1127.8983 |  | 1127.8983 | 0 | 0 | 0 | 0
24.03. | 19 | 1152.5249 |  | 1152.5249 | 0 | 0 | 0 | 0
24.03. | 20 | 1159.9129 |  | 1159.9129 | 0 | 0 | 0 | 0
24.03. | 21 | 1179.6141 |  | 1179.6141 | 0 | 0 | 0 | 0
24.03. | 22 | 1194.3901 |  | 1194.3901 | 0 | 0 | 0 | 0
24.03. | 23 | 1182.0768 |  | 1182.0768 | 0 | 0 | 0 | 0
24.03. | 24 | 1169.7635 |  | 1169.7635 | 0 | 0 | 0 | 0
25.03. | 1 | 1098.3464 |  | 1098.3464 | 0 | 0 | 0 | 0
25.03. | 2 | 1088.4957 |  | 1088.4957 | 0 | 0 | 0 | 0
25.03. | 3 | 1076.1824 |  | 1076.1824 | 0 | 0 | 0 | 0
25.03. | 4 | 1100.809 |  | 1100.809 | 0 | 0 | 0 | 0
25.03. | 5 | 1098.3464 |  | 1098.3464 | 0 | 0 | 0 | 0
25.03. | 6 | 1105.7343 |  | 1105.7343 | 0 | 0 | 0 | 0
25.03. | 7 | 1095.8837 |  | 1095.8837 | 0 | 0 | 0 | 0
25.03. | 8 | 1108.197 |  | 1108.197 | 0 | 0 | 0 | 0
25.03. | 9 | 1090.9584 |  | 1090.9584 | 0 | 0 | 0 | 0
25.03. | 10 | 1078.6451 |  | 1078.6451 | 0 | 0 | 0 | 0
25.03. | 11 | 1066.3318 |  | 1066.3318 | 0 | 0 | 0 | 0
25.03. | 12 | 1026.9292 |  | 1026.9292 | 0 | 0 | 0 | 0
25.03. | 13 | 987.5267 |  | 987.5267 | 0 | 0 | 0 | 0
25.03. | 14 | 975.2134 |  | 975.2134 | 0 | 0 | 0 | 0
25.03. | 15 | 953.0494 |  | 953.0494 | 0 | 0 | 0 | 0
25.03. | 16 | 945.6614 |  | 945.6614 | 0 | 0 | 0 | 0
25.03. | 17 | 950.5868 |  | 950.5868 | 0 | 0 | 0 | 0
25.03. | 18 | 962.9001 |  | 962.9001 | 0 | 0 | 0 | 0
25.03. | 19 | 1004.7653 |  | 1004.7653 | 0 | 0 | 0 | 0
25.03. | 20 | 1081.1077 |  | 1081.1077 | 0 | 0 | 0 | 0
25.03. | 21 | 1113.1223 |  | 1113.1223 | 0 | 0 | 0 | 0
25.03. | 22 | 1115.585 |  | 1115.585 | 0 | 0 | 0 | 0
25.03. | 23 | 1088.4957 |  | 1088.4957 | 0 | 0 | 0 | 0
25.03. | 24 | 1100.809 |  | 1100.809 | 0 | 0 | 0 | 0
26.03. | 1 | 1100.809 |  | 1100.809 | 0 | 0 | 0 | 0
26.03. | 2 | 1103.2717 |  | 1103.2717 | 0 | 0 | 0 | 0
26.03. | 3 | 1081.1077 |  | 1081.1077 | 0 | 0 | 0 | 0
26.03. | 4 | 1056.4811 |  | 1056.4811 | 0 | 0 | 0 | 0
26.03. | 5 | 1063.8691 |  | 1063.8691 | 0 | 0 | 0 | 0
26.03. | 6 | 1110.6597 |  | 1110.6597 | 0 | 0 | 0 | 0
26.03. | 7 | 1127.8983 |  | 1127.8983 | 0 | 0 | 0 | 0
26.03. | 8 | 1147.5996 |  | 1147.5996 | 0 | 0 | 0 | 0
26.03. | 9 | 1120.5103 |  | 1120.5103 | 0 | 0 | 0 | 0
26.03. | 10 | 1100.809 |  | 1100.809 | 0 | 0 | 0 | 0
26.03. | 11 | 1081.1077 |  | 1081.1077 | 0 | 0 | 0 | 0
26.03. | 12 | 1081.1077 |  | 1081.1077 | 0 | 0 | 0 | 0
26.03. | 13 | 1105.7343 |  | 1105.7343 | 0 | 0 | 0 | 0
26.03. | 14 | 1130.3609 |  | 1130.3609 | 0 | 0 | 0 | 0
26.03. | 15 | 1100.809 |  | 1100.809 | 0 | 0 | 0 | 0
26.03. | 16 | 1105.7343 |  | 1105.7343 | 0 | 0 | 0 | 0
26.03. | 17 | 1140.2116 |  | 1140.2116 | 0 | 0 | 0 | 0
26.03. | 18 | 1159.9129 |  | 1159.9129 | 0 | 0 | 0 | 0
26.03. | 19 | 1191.9274 |  | 1191.9274 | 0 | 0 | 0 | 0
26.03. | 20 | 1223.942 |  | 1223.942 | 0 | 0 | 0 | 0
26.03. | 21 | 1187.0021 |  | 1187.0021 | 0 | 0 | 0 | 0
26.03. | 22 | 1177.1515 |  | 1177.1515 | 0 | 0 | 0 | 0
26.03. | 23 | 1152.5249 |  | 1152.5249 | 0 | 0 | 0 | 0
26.03. | 24 | 1164.8382 |  | 1164.8382 | 0 | 0 | 0 | 0
27.03. | 1 | 1157.4502 |  | 1157.4502 | 0 | 0 | 0 | 0
27.03. | 2 | 1154.9875 |  | 1154.9875 | 0 | 0 | 0 | 0
27.03. | 3 | 1147.5996 |  | 1147.5996 | 0 | 0 | 0 | 0
27.03. | 4 | 1130.3609 |  | 1130.3609 | 0 | 0 | 0 | 0
27.03. | 5 | 1132.8236 |  | 1132.8236 | 0 | 0 | 0 | 0
27.03. | 6 | 1157.4502 |  | 1157.4502 | 0 | 0 | 0 | 0
27.03. | 7 | 1162.3755 |  | 1162.3755 | 0 | 0 | 0 | 0
27.03. | 8 | 1150.0622 |  | 1150.0622 | 0 | 0 | 0 | 0
27.03. | 9 | 1135.2863 |  | 1135.2863 | 0 | 0 | 0 | 0
27.03. | 10 | 1147.5996 |  | 1147.5996 | 0 | 0 | 0 | 0
27.03. | 11 | 1108.197 |  | 1108.197 | 0 | 0 | 0 | 0
27.03. | 12 | 1095.8837 |  | 1095.8837 | 0 | 0 | 0 | 0
27.03. | 13 | 1083.5704 |  | 1083.5704 | 0 | 0 | 0 | 0
27.03. | 14 | 1068.7944 |  | 1068.7944 | 0 | 0 | 0 | 0
27.03. | 15 | 1100.809 |  | 1100.809 | 0 | 0 | 0 | 0
27.03. | 16 | 1132.8236 |  | 1132.8236 | 0 | 0 | 0 | 0
27.03. | 17 | 1125.4356 |  | 1125.4356 | 0 | 0 | 0 | 0
27.03. | 18 | 1167.3008 |  | 1167.3008 | 0 | 0 | 0 | 0
27.03. | 19 | 1204.2407 |  | 1204.2407 | 0 | 0 | 0 | 0
27.03. | 20 | 1246.106 |  | 1246.106 | 0 | 0 | 0 | 0
27.03. | 21 | 1219.0167 |  | 1219.0167 | 0 | 0 | 0 | 0
27.03. | 22 | 1179.6141 |  | 1179.6141 | 0 | 0 | 0 | 0
27.03. | 23 | 1135.2863 |  | 1135.2863 | 0 | 0 | 0 | 0
27.03. | 24 | 1154.9875 |  | 1154.9875 | 0 | 0 | 0 | 0
28.03. | 1 | 1145.1369 |  | 1145.1369 | 0 | 0 | 0 | 0
28.03. | 2 | 1145.1369 |  | 1145.1369 | 0 | 0 | 0 | 0
28.03. | 3 | 1137.7489 |  | 1137.7489 | 0 | 0 | 0 | 0
28.03. | 4 | 1135.2863 |  | 1135.2863 | 0 | 0 | 0 | 0
28.03. | 5 | 1142.6742 |  | 1142.6742 | 0 | 0 | 0 | 0
28.03. | 6 | 1189.4648 |  | 1189.4648 | 0 | 0 | 0 | 0
28.03. | 7 | 1196.8528 |  | 1196.8528 | 0 | 0 | 0 | 0
28.03. | 8 | 1194.3901 |  | 1194.3901 | 0 | 0 | 0 | 0
28.03. | 9 | 1236.2553 |  | 1236.2553 | 0 | 0 | 0 | 0
28.03. | 10 | 1159.9129 |  | 1159.9129 | 0 | 0 | 0 | 0
28.03. | 11 | 1120.5103 |  | 1120.5103 | 0 | 0 | 0 | 0
28.03. | 12 | 1113.1223 |  | 1113.1223 | 0 | 0 | 0 | 0
28.03. | 13 | 1066.3318 |  | 1066.3318 | 0 | 0 | 0 | 0
28.03. | 14 | 1054.0185 |  | 1054.0185 | 0 | 0 | 0 | 0
28.03. | 15 | 1068.7944 |  | 1068.7944 | 0 | 0 | 0 | 0
28.03. | 16 | 1054.0185 |  | 1054.0185 | 0 | 0 | 0 | 0
28.03. | 17 | 1054.0185 |  | 1054.0185 | 0 | 0 | 0 | 0
28.03. | 18 | 1108.197 |  | 1108.197 | 0 | 0 | 0 | 0
28.03. | 19 | 1159.9129 |  | 1159.9129 | 0 | 0 | 0 | 0
28.03. | 20 | 1179.6141 |  | 1179.6141 | 0 | 0 | 0 | 0
28.03. | 21 | 1174.6888 |  | 1174.6888 | 0 | 0 | 0 | 0
28.03. | 22 | 1211.6287 |  | 1211.6287 | 0 | 0 | 0 | 0
28.03. | 23 | 1204.2407 |  | 1204.2407 | 0 | 0 | 0 | 0
28.03. | 24 | 1066.3318 |  | 1066.3318 | 0 | 0 | 0 | 0
29.03. | 1 | 1051.5558 |  | 1051.5558 | 0 | 0 | 0 | 0
29.03. | 2 | 1034.3172 |  | 1034.3172 | 0 | 0 | 0 | 0
29.03. | 3 | 1034.3172 |  | 1034.3172 | 0 | 0 | 0 | 0
29.03. | 4 | 1046.6305 |  | 1046.6305 | 0 | 0 | 0 | 0
29.03. | 5 | 1044.1678 |  | 1044.1678 | 0 | 0 | 0 | 0
29.03. | 6 | 1051.5558 |  | 1051.5558 | 0 | 0 | 0 | 0
29.03. | 7 | 1081.1077 |  | 1081.1077 | 0 | 0 | 0 | 0
29.03. | 8 | 1083.5704 |  | 1083.5704 | 0 | 0 | 0 | 0
29.03. | 9 | 1071.2571 |  | 1071.2571 | 0 | 0 | 0 | 0
29.03. | 10 | 1051.5558 |  | 1051.5558 | 0 | 0 | 0 | 0
29.03. | 11 | 1034.3172 |  | 1034.3172 | 0 | 0 | 0 | 0
29.03. | 12 | 1014.6159 |  | 1014.6159 | 0 | 0 | 0 | 0
29.03. | 13 | 1002.3026 |  | 1002.3026 | 0 | 0 | 0 | 0
29.03. | 14 | 1017.0786 |  | 1017.0786 | 0 | 0 | 0 | 0
29.03. | 15 | 987.5267 |  | 987.5267 | 0 | 0 | 0 | 0
29.03. | 16 | 989.9893 |  | 989.9893 | 0 | 0 | 0 | 0
29.03. | 17 | 987.5267 |  | 987.5267 | 0 | 0 | 0 | 0
29.03. | 18 | 1002.3026 |  | 1002.3026 | 0 | 0 | 0 | 0
29.03. | 19 | 1026.9292 |  | 1026.9292 | 0 | 0 | 0 | 0
29.03. | 20 | 1061.4065 |  | 1061.4065 | 0 | 0 | 0 | 0
29.03. | 21 | 1071.2571 |  | 1071.2571 | 0 | 0 | 0 | 0
29.03. | 22 | 1071.2571 |  | 1071.2571 | 0 | 0 | 0 | 0
29.03. | 23 | 1058.9438 |  | 1058.9438 | 0 | 0 | 0 | 0
29.03. | 24 | 918.5722 |  | 918.5722 | 0 | 0 | 0 | 0
30.03. | 1 | 925.9602 |  | 925.9602 | 0 | 0 | 0 | 0
30.03. | 2 | 925.9602 |  | 925.9602 | 0 | 0 | 0 | 0
30.03. | 3 | 923.4975 |  | 923.4975 | 0 | 0 | 0 | 0
30.03. | 4 | 923.4975 |  | 923.4975 | 0 | 0 | 0 | 0
30.03. | 5 | 921.0348 |  | 921.0348 | 0 | 0 | 0 | 0
30.03. | 6 | 923.4975 |  | 923.4975 | 0 | 0 | 0 | 0
30.03. | 7 | 921.0348 |  | 921.0348 | 0 | 0 | 0 | 0
30.03. | 8 | 923.4975 |  | 923.4975 | 0 | 0 | 0 | 0
30.03. | 9 | 908.7215 |  | 908.7215 | 0 | 0 | 0 | 0
30.03. | 10 | 906.2589 |  | 906.2589 | 0 | 0 | 0 | 0
30.03. | 11 | 893.9456 |  | 893.9456 | 0 | 0 | 0 | 0
30.03. | 12 | 889.0203 |  | 889.0203 | 0 | 0 | 0 | 0
30.03. | 13 | 889.0203 |  | 889.0203 | 0 | 0 | 0 | 0
30.03. | 14 | 913.6469 |  | 913.6469 | 0 | 0 | 0 | 0
30.03. | 15 | 933.3481 |  | 933.3481 | 0 | 0 | 0 | 0
30.03. | 16 | 930.8855 |  | 930.8855 | 0 | 0 | 0 | 0
30.03. | 17 | 925.9602 |  | 925.9602 | 0 | 0 | 0 | 0
30.03. | 18 | 933.3481 |  | 933.3481 | 0 | 0 | 0 | 0
30.03. | 19 | 945.6614 |  | 945.6614 | 0 | 0 | 0 | 0
30.03. | 20 | 950.5868 |  | 950.5868 | 0 | 0 | 0 | 0
30.03. | 21 | 965.3627 |  | 965.3627 | 0 | 0 | 0 | 0
30.03. | 22 | 962.9001 |  | 962.9001 | 0 | 0 | 0 | 0
30.03. | 23 | 953.0494 |  | 953.0494 | 0 | 0 | 0 | 0
30.03. | 24 | 965.3627 |  | 965.3627 | 0 | 0 | 0 | 0
31.03. | 1 | 955.5121 |  | 955.5121 | 0 | 0 | 0 | 0
31.03. | 2 | 906.2589 |  | 906.2589 | 0 | 0 | 0 | 0
31.03. | 3 | 864.3937 |  | 864.3937 | 0 | 0 | 0 | 0
31.03. | 4 | 857.0057 |  | 857.0057 | 0 | 0 | 0 | 0
31.03. | 5 | 869.319 |  | 869.319 | 0 | 0 | 0 | 0
31.03. | 6 | 886.5576 |  | 886.5576 | 0 | 0 | 0 | 0
31.03. | 7 | 940.7361 |  | 940.7361 | 0 | 0 | 0 | 0
31.03. | 8 | 943.1988 |  | 943.1988 | 0 | 0 | 0 | 0
31.03. | 9 | 938.2735 |  | 938.2735 | 0 | 0 | 0 | 0
31.03. | 10 | 898.8709 |  | 898.8709 | 0 | 0 | 0 | 0
31.03. | 11 | 869.319 |  | 869.319 | 0 | 0 | 0 | 0
31.03. | 12 | 874.2443 |  | 874.2443 | 0 | 0 | 0 | 0
31.03. | 13 | 871.7816 |  | 871.7816 | 0 | 0 | 0 | 0
31.03. | 14 | 869.319 |  | 869.319 | 0 | 0 | 0 | 0
31.03. | 15 | 857.0057 |  | 857.0057 | 0 | 0 | 0 | 0
31.03. | 16 | 849.6177 |  | 849.6177 | 0 | 0 | 0 | 0
31.03. | 17 | 849.6177 |  | 849.6177 | 0 | 0 | 0 | 0
31.03. | 18 | 859.4683 |  | 859.4683 | 0 | 0 | 0 | 0
31.03. | 19 | 886.5576 |  | 886.5576 | 0 | 0 | 0 | 0
31.03. | 20 | 908.7215 |  | 908.7215 | 0 | 0 | 0 | 0
31.03. | 21 | 925.9602 |  | 925.9602 | 0 | 0 | 0 | 0
31.03. | 22 | 921.0348 |  | 921.0348 | 0 | 0 | 0 | 0
31.03. | 23 | 891.4829 |  | 891.4829 | 0 | 0 | 0 | 0
31.03. | 24 | 805.2898 |  | 805.2898 | 0 | 0 | 0 | 0
01.04. | 1 | 802.8272 |  | 802.8272 | 0 | 0 | 0 | 0
01.04. | 2 | 797.9018 |  | 797.9018 | 0 | 0 | 0 | 0
01.04. | 3 | 802.8272 |  | 802.8272 | 0 | 0 | 0 | 0
01.04. | 4 | 800.3645 |  | 800.3645 | 0 | 0 | 0 | 0
01.04. | 5 | 800.3645 |  | 800.3645 | 0 | 0 | 0 | 0
01.04. | 6 | 802.8272 |  | 802.8272 | 0 | 0 | 0 | 0
01.04. | 7 | 805.2898 |  | 805.2898 | 0 | 0 | 0 | 0
01.04. | 8 | 817.6031 |  | 817.6031 | 0 | 0 | 0 | 0
01.04. | 9 | 805.2898 |  | 805.2898 | 0 | 0 | 0 | 0
01.04. | 10 | 792.9765 |  | 792.9765 | 0 | 0 | 0 | 0
01.04. | 11 | 773.2752 |  | 773.2752 | 0 | 0 | 0 | 0
01.04. | 12 | 765.8873 |  | 765.8873 | 0 | 0 | 0 | 0
01.04. | 13 | 775.7379 |  | 775.7379 | 0 | 0 | 0 | 0
01.04. | 14 | 783.1259 |  | 783.1259 | 0 | 0 | 0 | 0
01.04. | 15 | 773.2752 |  | 773.2752 | 0 | 0 | 0 | 0
01.04. | 16 | 778.2006 |  | 778.2006 | 0 | 0 | 0 | 0
01.04. | 17 | 773.2752 |  | 773.2752 | 0 | 0 | 0 | 0
01.04. | 18 | 785.5885 |  | 785.5885 | 0 | 0 | 0 | 0
01.04. | 19 | 820.0658 |  | 820.0658 | 0 | 0 | 0 | 0
01.04. | 20 | 901.3336 |  | 901.3336 | 0 | 0 | 0 | 0
01.04. | 21 | 903.7962 |  | 903.7962 | 0 | 0 | 0 | 0
01.04. | 22 | 889.0203 |  | 889.0203 | 0 | 0 | 0 | 0
01.04. | 23 | 852.0804 |  | 852.0804 | 0 | 0 | 0 | 0
01.04. | 24 | 864.3937 |  | 864.3937 | 0 | 0 | 0 | 0
02.04. | 1 | 896.4082 |  | 896.4082 | 0 | 0 | 0 | 0
02.04. | 2 | 916.1095 |  | 916.1095 | 0 | 0 | 0 | 0
02.04. | 3 | 916.1095 |  | 916.1095 | 0 | 0 | 0 | 0
02.04. | 4 | 903.7962 |  | 903.7962 | 0 | 0 | 0 | 0
02.04. | 5 | 901.3336 |  | 901.3336 | 0 | 0 | 0 | 0
02.04. | 6 | 913.6469 |  | 913.6469 | 0 | 0 | 0 | 0
02.04. | 7 | 950.5868 |  | 950.5868 | 0 | 0 | 0 | 0
02.04. | 8 | 948.1241 |  | 948.1241 | 0 | 0 | 0 | 0
02.04. | 9 | 918.5722 |  | 918.5722 | 0 | 0 | 0 | 0
02.04. | 10 | 903.7962 |  | 903.7962 | 0 | 0 | 0 | 0
02.04. | 11 | 881.6323 |  | 881.6323 | 0 | 0 | 0 | 0
02.04. | 12 | 913.6469 |  | 913.6469 | 0 | 0 | 0 | 0
02.04. | 13 | 928.4228 |  | 928.4228 | 0 | 0 | 0 | 0
02.04. | 14 | 925.9602 |  | 925.9602 | 0 | 0 | 0 | 0
02.04. | 15 | 930.8855 |  | 930.8855 | 0 | 0 | 0 | 0
02.04. | 16 | 923.4975 |  | 923.4975 | 0 | 0 | 0 | 0
02.04. | 17 | 921.0348 |  | 921.0348 | 0 | 0 | 0 | 0
02.04. | 18 | 938.2735 |  | 938.2735 | 0 | 0 | 0 | 0
02.04. | 19 | 972.7507 |  | 972.7507 | 0 | 0 | 0 | 0
02.04. | 20 | 994.9146 |  | 994.9146 | 0 | 0 | 0 | 0
02.04. | 21 | 1024.4666 |  | 1024.4666 | 0 | 0 | 0 | 0
02.04. | 22 | 1019.5412 |  | 1019.5412 | 0 | 0 | 0 | 0
02.04. | 23 | 1004.7653 |  | 1004.7653 | 0 | 0 | 0 | 0
02.04. | 24 | 960.4374 |  | 960.4374 | 0 | 0 | 0 | 0
03.04. | 1 | 960.4374 |  | 960.4374 | 0 | 0 | 0 | 0
03.04. | 2 | 960.4374 |  | 960.4374 | 0 | 0 | 0 | 0
03.04. | 3 | 950.5868 |  | 950.5868 | 0 | 0 | 0 | 0
03.04. | 4 | 950.5868 |  | 950.5868 | 0 | 0 | 0 | 0
03.04. | 5 | 950.5868 |  | 950.5868 | 0 | 0 | 0 | 0
03.04. | 6 | 957.9747 |  | 957.9747 | 0 | 0 | 0 | 0
03.04. | 7 | 965.3627 |  | 965.3627 | 0 | 0 | 0 | 0
03.04. | 8 | 965.3627 |  | 965.3627 | 0 | 0 | 0 | 0
03.04. | 9 | 923.4975 |  | 923.4975 | 0 | 0 | 0 | 0
03.04. | 10 | 884.0949 |  | 884.0949 | 0 | 0 | 0 | 0
03.04. | 11 | 857.0057 |  | 857.0057 | 0 | 0 | 0 | 0
03.04. | 12 | 847.155 |  | 847.155 | 0 | 0 | 0 | 0
03.04. | 13 | 849.6177 |  | 849.6177 | 0 | 0 | 0 | 0
03.04. | 14 | 849.6177 |  | 849.6177 | 0 | 0 | 0 | 0
03.04. | 15 | 844.6924 |  | 844.6924 | 0 | 0 | 0 | 0
03.04. | 16 | 837.3044 |  | 837.3044 | 0 | 0 | 0 | 0
03.04. | 17 | 844.6924 |  | 844.6924 | 0 | 0 | 0 | 0
03.04. | 18 | 874.2443 |  | 874.2443 | 0 | 0 | 0 | 0
03.04. | 19 | 921.0348 |  | 921.0348 | 0 | 0 | 0 | 0
03.04. | 20 | 987.5267 |  | 987.5267 | 0 | 0 | 0 | 0
03.04. | 21 | 997.3773 |  | 997.3773 | 0 | 0 | 0 | 0
03.04. | 22 | 1002.3026 |  | 1002.3026 | 0 | 0 | 0 | 0
03.04. | 23 | 992.452 |  | 992.452 | 0 | 0 | 0 | 0
03.04. | 24 | 987.5267 |  | 987.5267 | 0 | 0 | 0 | 0
04.04. | 1 | 1004.7653 |  | 1004.7653 | 0 | 0 | 0 | 0
04.04. | 2 | 1046.6305 |  | 1046.6305 | 0 | 0 | 0 | 0
04.04. | 3 | 1098.3464 |  | 1098.3464 | 0 | 0 | 0 | 0
04.04. | 4 | 1098.3464 |  | 1098.3464 | 0 | 0 | 0 | 0
04.04. | 5 | 1108.197 |  | 1108.197 | 0 | 0 | 0 | 0
04.04. | 6 | 1120.5103 |  | 1120.5103 | 0 | 0 | 0 | 0
04.04. | 7 | 1122.973 |  | 1122.973 | 0 | 0 | 0 | 0
04.04. | 8 | 1122.973 |  | 1122.973 | 0 | 0 | 0 | 0
04.04. | 9 | 1125.4356 |  | 1125.4356 | 0 | 0 | 0 | 0
04.04. | 10 | 1090.9584 |  | 1090.9584 | 0 | 0 | 0 | 0
04.04. | 11 | 1095.8837 |  | 1095.8837 | 0 | 0 | 0 | 0
04.04. | 12 | 1066.3318 |  | 1066.3318 | 0 | 0 | 0 | 0
04.04. | 13 | 1031.8545 |  | 1031.8545 | 0 | 0 | 0 | 0
04.04. | 14 | 1019.5412 |  | 1019.5412 | 0 | 0 | 0 | 0
04.04. | 15 | 1036.7799 |  | 1036.7799 | 0 | 0 | 0 | 0
04.04. | 16 | 1039.2425 |  | 1039.2425 | 0 | 0 | 0 | 0
04.04. | 17 | 1058.9438 |  | 1058.9438 | 0 | 0 | 0 | 0
04.04. | 18 | 1095.8837 |  | 1095.8837 | 0 | 0 | 0 | 0
04.04. | 19 | 1103.2717 |  | 1103.2717 | 0 | 0 | 0 | 0
04.04. | 20 | 1137.7489 |  | 1137.7489 | 0 | 0 | 0 | 0
04.04. | 21 | 1135.2863 |  | 1135.2863 | 0 | 0 | 0 | 0
04.04. | 22 | 1135.2863 |  | 1135.2863 | 0 | 0 | 0 | 0
04.04. | 23 | 1108.197 |  | 1108.197 | 0 | 0 | 0 | 0
04.04. | 24 | 1115.585 |  | 1115.585 | 0 | 0 | 0 | 0
05.04. | 1 | 1098.3464 |  | 1098.3464 | 0 | 0 | 0 | 0
05.04. | 2 | 1095.8837 |  | 1095.8837 | 0 | 0 | 0 | 0
05.04. | 3 | 1090.9584 |  | 1090.9584 | 0 | 0 | 0 | 0
05.04. | 4 | 1093.421 |  | 1093.421 | 0 | 0 | 0 | 0
05.04. | 5 | 1088.4957 |  | 1088.4957 | 0 | 0 | 0 | 0
05.04. | 6 | 1088.4957 |  | 1088.4957 | 0 | 0 | 0 | 0
05.04. | 7 | 1090.9584 |  | 1090.9584 | 0 | 0 | 0 | 0
05.04. | 8 | 1090.9584 |  | 1090.9584 | 0 | 0 | 0 | 0
05.04. | 9 | 1081.1077 |  | 1081.1077 | 0 | 0 | 0 | 0
05.04. | 10 | 1044.1678 |  | 1044.1678 | 0 | 0 | 0 | 0
05.04. | 11 | 1031.8545 |  | 1031.8545 | 0 | 0 | 0 | 0
05.04. | 12 | 1039.2425 |  | 1039.2425 | 0 | 0 | 0 | 0
05.04. | 13 | 1041.7052 |  | 1041.7052 | 0 | 0 | 0 | 0
05.04. | 14 | 1029.3919 |  | 1029.3919 | 0 | 0 | 0 | 0
05.04. | 15 | 997.3773 |  | 997.3773 | 0 | 0 | 0 | 0
05.04. | 16 | 1022.0039 |  | 1022.0039 | 0 | 0 | 0 | 0
05.04. | 17 | 1004.7653 |  | 1004.7653 | 0 | 0 | 0 | 0
05.04. | 18 | 1071.2571 |  | 1071.2571 | 0 | 0 | 0 | 0
05.04. | 19 | 1125.4356 |  | 1125.4356 | 0 | 0 | 0 | 0
05.04. | 20 | 1120.5103 |  | 1120.5103 | 0 | 0 | 0 | 0
05.04. | 21 | 1152.5249 |  | 1152.5249 | 0 | 0 | 0 | 0
05.04. | 22 | 1118.0476 |  | 1118.0476 | 0 | 0 | 0 | 0
05.04. | 23 | 1110.6597 |  | 1110.6597 | 0 | 0 | 0 | 0
05.04. | 24 | 1090.9584 |  | 1090.9584 | 0 | 0 | 0 | 0
06.04. | 1 | 1083.5704 |  | 1083.5704 | 0 | 0 | 0 | 0
06.04. | 2 | 1076.1824 |  | 1076.1824 | 0 | 0 | 0 | 0
06.04. | 3 | 1066.3318 |  | 1066.3318 | 0 | 0 | 0 | 0
06.04. | 4 | 1068.7944 |  | 1068.7944 | 0 | 0 | 0 | 0
06.04. | 5 | 1068.7944 |  | 1068.7944 | 0 | 0 | 0 | 0
06.04. | 6 | 1071.2571 |  | 1071.2571 | 0 | 0 | 0 | 0
06.04. | 7 | 1076.1824 |  | 1076.1824 | 0 | 0 | 0 | 0
06.04. | 8 | 1076.1824 |  | 1076.1824 | 0 | 0 | 0 | 0
06.04. | 9 | 1058.9438 |  | 1058.9438 | 0 | 0 | 0 | 0
06.04. | 10 | 852.0804 |  | 852.0804 | 0 | 0 | 0 | 0
06.04. | 11 | 780.6632 |  | 780.6632 | 0 | 0 | 0 | 0
06.04. | 12 | 758.4993 |  | 758.4993 | 0 | 0 | 0 | 0
06.04. | 13 | 770.8126 |  | 770.8126 | 0 | 0 | 0 | 0
06.04. | 14 | 738.798 |  | 738.798 | 0 | 0 | 0 | 0
06.04. | 15 | 760.9619 |  | 760.9619 | 0 | 0 | 0 | 0
06.04. | 16 | 748.6486 |  | 748.6486 | 0 | 0 | 0 | 0
06.04. | 17 | 797.9018 |  | 797.9018 | 0 | 0 | 0 | 0
06.04. | 18 | 994.9146 |  | 994.9146 | 0 | 0 | 0 | 0
06.04. | 19 | 1108.197 |  | 1108.197 | 0 | 0 | 0 | 0
06.04. | 20 | 1140.2116 |  | 1140.2116 | 0 | 0 | 0 | 0
06.04. | 21 | 1142.6742 |  | 1142.6742 | 0 | 0 | 0 | 0
06.04. | 22 | 1113.1223 |  | 1113.1223 | 0 | 0 | 0 | 0
06.04. | 23 | 1073.7198 |  | 1073.7198 | 0 | 0 | 0 | 0
06.04. | 24 | 1044.1678 |  | 1044.1678 | 0 | 0 | 0 | 0
07.04. | 1 | 1039.2425 |  | 1039.2425 | 0 | 0 | 0 | 0
07.04. | 2 | 1039.2425 |  | 1039.2425 | 0 | 0 | 0 | 0
07.04. | 3 | 1017.0786 |  | 1017.0786 | 0 | 0 | 0 | 0
07.04. | 4 | 1002.3026 |  | 1002.3026 | 0 | 0 | 0 | 0
07.04. | 5 | 997.3773 |  | 997.3773 | 0 | 0 | 0 | 0
07.04. | 6 | 1034.3172 |  | 1034.3172 | 0 | 0 | 0 | 0
07.04. | 7 | 1068.7944 |  | 1068.7944 | 0 | 0 | 0 | 0
07.04. | 8 | 1049.0932 |  | 1049.0932 | 0 | 0 | 0 | 0
07.04. | 9 | 997.3773 |  | 997.3773 | 0 | 0 | 0 | 0
07.04. | 10 | 921.0348 |  | 921.0348 | 0 | 0 | 0 | 0
07.04. | 11 | 815.1405 |  | 815.1405 | 0 | 0 | 0 | 0
07.04. | 12 | 770.8126 |  | 770.8126 | 0 | 0 | 0 | 0
07.04. | 13 | 783.1259 |  | 783.1259 | 0 | 0 | 0 | 0
07.04. | 14 | 768.3499 |  | 768.3499 | 0 | 0 | 0 | 0
07.04. | 15 | 733.8727 |  | 733.8727 | 0 | 0 | 0 | 0
07.04. | 16 | 731.41 |  | 731.41 | 0 | 0 | 0 | 0
07.04. | 17 | 847.155 |  | 847.155 | 0 | 0 | 0 | 0
07.04. | 18 | 943.1988 |  | 943.1988 | 0 | 0 | 0 | 0
07.04. | 19 | 1078.6451 |  | 1078.6451 | 0 | 0 | 0 | 0
07.04. | 20 | 1113.1223 |  | 1113.1223 | 0 | 0 | 0 | 0
07.04. | 21 | 1130.3609 |  | 1130.3609 | 0 | 0 | 0 | 0
07.04. | 22 | 1122.973 |  | 1122.973 | 0 | 0 | 0 | 0
07.04. | 23 | 1100.809 |  | 1100.809 | 0 | 0 | 0 | 0
07.04. | 24 | 1034.3172 |  | 1034.3172 | 0 | 0 | 0 | 0
08.04. | 1 | 1031.8545 |  | 1031.8545 | 0 | 0 | 0 | 0
08.04. | 2 | 1046.6305 |  | 1046.6305 | 0 | 0 | 0 | 0
08.04. | 3 | 1029.3919 |  | 1029.3919 | 0 | 0 | 0 | 0
08.04. | 4 | 1019.5412 |  | 1019.5412 | 0 | 0 | 0 | 0
08.04. | 5 | 1019.5412 |  | 1019.5412 | 0 | 0 | 0 | 0
08.04. | 6 | 1022.0039 |  | 1022.0039 | 0 | 0 | 0 | 0
08.04. | 7 | 1049.0932 |  | 1049.0932 | 0 | 0 | 0 | 0
08.04. | 8 | 1041.7052 |  | 1041.7052 | 0 | 0 | 0 | 0
08.04. | 9 | 1049.0932 |  | 1049.0932 | 0 | 0 | 0 | 0
08.04. | 10 | 985.064 |  | 985.064 | 0 | 0 | 0 | 0
08.04. | 11 | 930.8855 |  | 930.8855 | 0 | 0 | 0 | 0
08.04. | 12 | 903.7962 |  | 903.7962 | 0 | 0 | 0 | 0
08.04. | 13 | 866.8563 |  | 866.8563 | 0 | 0 | 0 | 0
08.04. | 14 | 837.3044 |  | 837.3044 | 0 | 0 | 0 | 0
08.04. | 15 | 832.3791 |  | 832.3791 | 0 | 0 | 0 | 0
08.04. | 16 | 839.7671 |  | 839.7671 | 0 | 0 | 0 | 0
08.04. | 17 | 837.3044 |  | 837.3044 | 0 | 0 | 0 | 0
08.04. | 18 | 876.707 |  | 876.707 | 0 | 0 | 0 | 0
08.04. | 19 | 982.6013 |  | 982.6013 | 0 | 0 | 0 | 0
08.04. | 20 | 1140.2116 |  | 1140.2116 | 0 | 0 | 0 | 0
08.04. | 21 | 1162.3755 |  | 1162.3755 | 0 | 0 | 0 | 0
08.04. | 22 | 1162.3755 |  | 1162.3755 | 0 | 0 | 0 | 0
08.04. | 23 | 1159.9129 |  | 1159.9129 | 0 | 0 | 0 | 0
08.04. | 24 | 1009.6906 |  | 1009.6906 | 0 | 0 | 0 | 0
09.04. | 1 | 977.676 |  | 977.676 | 0 | 0 | 0 | 0
09.04. | 2 | 901.3336 |  | 901.3336 | 0 | 0 | 0 | 0
09.04. | 3 | 930.8855 |  | 930.8855 | 0 | 0 | 0 | 0
09.04. | 4 | 911.1842 |  | 911.1842 | 0 | 0 | 0 | 0
09.04. | 5 | 918.5722 |  | 918.5722 | 0 | 0 | 0 | 0
09.04. | 6 | 943.1988 |  | 943.1988 | 0 | 0 | 0 | 0
09.04. | 7 | 1036.7799 |  | 1036.7799 | 0 | 0 | 0 | 0
09.04. | 8 | 1036.7799 |  | 1036.7799 | 0 | 0 | 0 | 0
09.04. | 9 | 886.5576 |  | 886.5576 | 0 | 0 | 0 | 0
09.04. | 10 | 795.4392 |  | 795.4392 | 0 | 0 | 0 | 0
09.04. | 11 | 741.2607 |  | 741.2607 | 0 | 0 | 0 | 0
09.04. | 12 | 704.3208 |  | 704.3208 | 0 | 0 | 0 | 0
09.04. | 13 | 694.4701 |  | 694.4701 | 0 | 0 | 0 | 0
09.04. | 14 | 721.5594 |  | 721.5594 | 0 | 0 | 0 | 0
09.04. | 15 | 684.6195 |  | 684.6195 | 0 | 0 | 0 | 0
09.04. | 16 | 672.3062 |  | 672.3062 | 0 | 0 | 0 | 0
09.04. | 17 | 736.3353 |  | 736.3353 | 0 | 0 | 0 | 0
09.04. | 18 | 886.5576 |  | 886.5576 | 0 | 0 | 0 | 0
09.04. | 19 | 1056.4811 |  | 1056.4811 | 0 | 0 | 0 | 0
09.04. | 20 | 1095.8837 |  | 1095.8837 | 0 | 0 | 0 | 0
09.04. | 21 | 1093.421 |  | 1093.421 | 0 | 0 | 0 | 0
09.04. | 22 | 1103.2717 |  | 1103.2717 | 0 | 0 | 0 | 0
09.04. | 23 | 1090.9584 |  | 1090.9584 | 0 | 0 | 0 | 0
09.04. | 24 | 1076.1824 |  | 1076.1824 | 0 | 0 | 0 | 0
10.04. | 1 | 1046.6305 |  | 1046.6305 | 0 | 0 | 0 | 0
10.04. | 2 | 1054.0185 |  | 1054.0185 | 0 | 0 | 0 | 0
10.04. | 3 | 1095.8837 |  | 1095.8837 | 0 | 0 | 0 | 0
10.04. | 4 | 1098.3464 |  | 1098.3464 | 0 | 0 | 0 | 0
10.04. | 5 | 1118.0476 |  | 1118.0476 | 0 | 0 | 0 | 0
10.04. | 6 | 1125.4356 |  | 1125.4356 | 0 | 0 | 0 | 0
10.04. | 7 | 1132.8236 |  | 1132.8236 | 0 | 0 | 0 | 0
10.04. | 8 | 1135.2863 |  | 1135.2863 | 0 | 0 | 0 | 0
10.04. | 9 | 1132.8236 |  | 1132.8236 | 0 | 0 | 0 | 0
10.04. | 10 | 1036.7799 |  | 1036.7799 | 0 | 0 | 0 | 0
10.04. | 11 | 982.6013 |  | 982.6013 | 0 | 0 | 0 | 0
10.04. | 12 | 965.3627 |  | 965.3627 | 0 | 0 | 0 | 0
10.04. | 13 | 965.3627 |  | 965.3627 | 0 | 0 | 0 | 0
10.04. | 14 | 908.7215 |  | 908.7215 | 0 | 0 | 0 | 0
10.04. | 15 | 889.0203 |  | 889.0203 | 0 | 0 | 0 | 0
10.04. | 16 | 908.7215 |  | 908.7215 | 0 | 0 | 0 | 0
10.04. | 17 | 925.9602 |  | 925.9602 | 0 | 0 | 0 | 0
10.04. | 18 | 980.1387 |  | 980.1387 | 0 | 0 | 0 | 0
10.04. | 19 | 1127.8983 |  | 1127.8983 | 0 | 0 | 0 | 0
10.04. | 20 | 1152.5249 |  | 1152.5249 | 0 | 0 | 0 | 0
10.04. | 21 | 1157.4502 |  | 1157.4502 | 0 | 0 | 0 | 0
10.04. | 22 | 1147.5996 |  | 1147.5996 | 0 | 0 | 0 | 0
10.04. | 23 | 1142.6742 |  | 1142.6742 | 0 | 0 | 0 | 0
10.04. | 24 | 1172.2262 |  | 1172.2262 | 0 | 0 | 0 | 0
11.04. | 1 | 1172.2262 |  | 1172.2262 | 0 | 0 | 0 | 0
11.04. | 2 | 1147.5996 |  | 1147.5996 | 0 | 0 | 0 | 0
11.04. | 3 | 1145.1369 |  | 1145.1369 | 0 | 0 | 0 | 0
11.04. | 4 | 1113.1223 |  | 1113.1223 | 0 | 0 | 0 | 0
11.04. | 5 | 1110.6597 |  | 1110.6597 | 0 | 0 | 0 | 0
11.04. | 6 | 1150.0622 |  | 1150.0622 | 0 | 0 | 0 | 0
11.04. | 7 | 1177.1515 |  | 1177.1515 | 0 | 0 | 0 | 0
11.04. | 8 | 1169.7635 |  | 1169.7635 | 0 | 0 | 0 | 0
11.04. | 9 | 1086.0331 |  | 1086.0331 | 0 | 0 | 0 | 0
11.04. | 10 | 1009.6906 |  | 1009.6906 | 0 | 0 | 0 | 0
11.04. | 11 | 901.3336 |  | 901.3336 | 0 | 0 | 0 | 0
11.04. | 12 | 918.5722 |  | 918.5722 | 0 | 0 | 0 | 0
11.04. | 13 | 921.0348 |  | 921.0348 | 0 | 0 | 0 | 0
11.04. | 14 | 906.2589 |  | 906.2589 | 0 | 0 | 0 | 0
11.04. | 15 | 906.2589 |  | 906.2589 | 0 | 0 | 0 | 0
11.04. | 16 | 913.6469 |  | 913.6469 | 0 | 0 | 0 | 0
11.04. | 17 | 945.6614 |  | 945.6614 | 0 | 0 | 0 | 0
11.04. | 18 | 1063.8691 |  | 1063.8691 | 0 | 0 | 0 | 0
11.04. | 19 | 1115.585 |  | 1115.585 | 0 | 0 | 0 | 0
11.04. | 20 | 1034.3172 |  | 1034.3172 | 0 | 0 | 0 | 0
11.04. | 21 | 1073.7198 |  | 1073.7198 | 0 | 0 | 0 | 0
11.04. | 22 | 1061.4065 |  | 1061.4065 | 0 | 0 | 0 | 0
11.04. | 23 | 1058.9438 |  | 1058.9438 | 0 | 0 | 0 | 0
11.04. | 24 | 1073.7198 |  | 1073.7198 | 0 | 0 | 0 | 0
12.04. | 1 | 1083.5704 |  | 1083.5704 | 0 | 0 | 0 | 0
12.04. | 2 | 1083.5704 |  | 1083.5704 | 0 | 0 | 0 | 0
12.04. | 3 | 1098.3464 |  | 1098.3464 | 0 | 0 | 0 | 0
12.04. | 4 | 1113.1223 |  | 1113.1223 | 0 | 0 | 0 | 0
12.04. | 5 | 1125.4356 |  | 1125.4356 | 0 | 0 | 0 | 0
12.04. | 6 | 1130.3609 |  | 1130.3609 | 0 | 0 | 0 | 0
12.04. | 7 | 1137.7489 |  | 1137.7489 | 0 | 0 | 0 | 0
12.04. | 8 | 1135.2863 |  | 1135.2863 | 0 | 0 | 0 | 0
12.04. | 9 | 1103.2717 |  | 1103.2717 | 0 | 0 | 0 | 0
12.04. | 10 | 989.9893 |  | 989.9893 | 0 | 0 | 0 | 0
12.04. | 11 | 928.4228 |  | 928.4228 | 0 | 0 | 0 | 0
12.04. | 12 | 866.8563 |  | 866.8563 | 0 | 0 | 0 | 0
12.04. | 13 | 876.707 |  | 876.707 | 0 | 0 | 0 | 0
12.04. | 14 | 852.0804 |  | 852.0804 | 0 | 0 | 0 | 0
12.04. | 15 | 844.6924 |  | 844.6924 | 0 | 0 | 0 | 0
12.04. | 16 | 901.3336 |  | 901.3336 | 0 | 0 | 0 | 0
12.04. | 17 | 928.4228 |  | 928.4228 | 0 | 0 | 0 | 0
12.04. | 18 | 965.3627 |  | 965.3627 | 0 | 0 | 0 | 0
12.04. | 19 | 1014.6159 |  | 1014.6159 | 0 | 0 | 0 | 0
12.04. | 20 | 1105.7343 |  | 1105.7343 | 0 | 0 | 0 | 0
12.04. | 21 | 1137.7489 |  | 1137.7489 | 0 | 0 | 0 | 0
12.04. | 22 | 1120.5103 |  | 1120.5103 | 0 | 0 | 0 | 0
12.04. | 23 | 1105.7343 |  | 1105.7343 | 0 | 0 | 0 | 0
12.04. | 24 | 1100.809 |  | 1100.809 | 0 | 0 | 0 | 0
13.04. | 1 | 1093.421 |  | 1093.421 | 0 | 0 | 0 | 0
13.04. | 2 | 1076.1824 |  | 1076.1824 | 0 | 0 | 0 | 0
13.04. | 3 | 1071.2571 |  | 1071.2571 | 0 | 0 | 0 | 0
13.04. | 4 | 1056.4811 |  | 1056.4811 | 0 | 0 | 0 | 0
13.04. | 5 | 1051.5558 |  | 1051.5558 | 0 | 0 | 0 | 0
13.04. | 6 | 1022.0039 |  | 1022.0039 | 0 | 0 | 0 | 0
13.04. | 7 | 1024.4666 |  | 1024.4666 | 0 | 0 | 0 | 0
13.04. | 8 | 1019.5412 |  | 1019.5412 | 0 | 0 | 0 | 0
13.04. | 9 | 972.7507 |  | 972.7507 | 0 | 0 | 0 | 0
13.04. | 10 | 911.1842 |  | 911.1842 | 0 | 0 | 0 | 0
13.04. | 11 | 802.8272 |  | 802.8272 | 0 | 0 | 0 | 0
13.04. | 12 | 795.4392 |  | 795.4392 | 0 | 0 | 0 | 0
13.04. | 13 | 815.1405 |  | 815.1405 | 0 | 0 | 0 | 0
13.04. | 14 | 802.8272 |  | 802.8272 | 0 | 0 | 0 | 0
13.04. | 15 | 802.8272 |  | 802.8272 | 0 | 0 | 0 | 0
13.04. | 16 | 765.8873 |  | 765.8873 | 0 | 0 | 0 | 0
13.04. | 17 | 800.3645 |  | 800.3645 | 0 | 0 | 0 | 0
13.04. | 18 | 847.155 |  | 847.155 | 0 | 0 | 0 | 0
13.04. | 19 | 906.2589 |  | 906.2589 | 0 | 0 | 0 | 0
13.04. | 20 | 970.288 |  | 970.288 | 0 | 0 | 0 | 0
13.04. | 21 | 1009.6906 |  | 1009.6906 | 0 | 0 | 0 | 0
13.04. | 22 | 1019.5412 |  | 1019.5412 | 0 | 0 | 0 | 0
13.04. | 23 | 1004.7653 |  | 1004.7653 | 0 | 0 | 0 | 0
13.04. | 24 | 987.5267 |  | 987.5267 | 0 | 0 | 0 | 0
14.04. | 1 | 987.5267 |  | 987.5267 | 0 | 0 | 0 | 0
14.04. | 2 | 982.6013 |  | 982.6013 | 0 | 0 | 0 | 0
14.04. | 3 | 985.064 |  | 985.064 | 0 | 0 | 0 | 0
14.04. | 4 | 989.9893 |  | 989.9893 | 0 | 0 | 0 | 0
14.04. | 5 | 985.064 |  | 985.064 | 0 | 0 | 0 | 0
14.04. | 6 | 987.5267 |  | 987.5267 | 0 | 0 | 0 | 0
14.04. | 7 | 987.5267 |  | 987.5267 | 0 | 0 | 0 | 0
14.04. | 8 | 987.5267 |  | 987.5267 | 0 | 0 | 0 | 0
14.04. | 9 | 874.2443 |  | 874.2443 | 0 | 0 | 0 | 0
14.04. | 10 | 869.319 |  | 869.319 | 0 | 0 | 0 | 0
14.04. | 11 | 770.8126 |  | 770.8126 | 0 | 0 | 0 | 0
14.04. | 12 | 778.2006 |  | 778.2006 | 0 | 0 | 0 | 0
14.04. | 13 | 765.8873 |  | 765.8873 | 0 | 0 | 0 | 0
14.04. | 14 | 780.6632 |  | 780.6632 | 0 | 0 | 0 | 0
14.04. | 15 | 768.3499 |  | 768.3499 | 0 | 0 | 0 | 0
14.04. | 16 | 768.3499 |  | 768.3499 | 0 | 0 | 0 | 0
14.04. | 17 | 785.5885 |  | 785.5885 | 0 | 0 | 0 | 0
14.04. | 18 | 812.6778 |  | 812.6778 | 0 | 0 | 0 | 0
14.04. | 19 | 957.9747 |  | 957.9747 | 0 | 0 | 0 | 0
14.04. | 20 | 992.452 |  | 992.452 | 0 | 0 | 0 | 0
14.04. | 21 | 1014.6159 |  | 1014.6159 | 0 | 0 | 0 | 0
14.04. | 22 | 1002.3026 |  | 1002.3026 | 0 | 0 | 0 | 0
14.04. | 23 | 982.6013 |  | 982.6013 | 0 | 0 | 0 | 0
14.04. | 24 | 950.5868 |  | 950.5868 | 0 | 0 | 0 | 0
15.04. | 1 | 948.1241 |  | 948.1241 | 0 | 0 | 0 | 0
15.04. | 2 | 943.1988 |  | 943.1988 | 0 | 0 | 0 | 0
15.04. | 3 | 930.8855 |  | 930.8855 | 0 | 0 | 0 | 0
15.04. | 4 | 911.1842 |  | 911.1842 | 0 | 0 | 0 | 0
15.04. | 5 | 943.1988 |  | 943.1988 | 0 | 0 | 0 | 0
15.04. | 6 | 950.5868 |  | 950.5868 | 0 | 0 | 0 | 0
15.04. | 7 | 948.1241 |  | 948.1241 | 0 | 0 | 0 | 0
15.04. | 8 | 918.5722 |  | 918.5722 | 0 | 0 | 0 | 0
15.04. | 9 | 842.2297 |  | 842.2297 | 0 | 0 | 0 | 0
15.04. | 10 | 829.9164 |  | 829.9164 | 0 | 0 | 0 | 0
15.04. | 11 | 738.798 |  | 738.798 | 0 | 0 | 0 | 0
15.04. | 12 | 758.4993 |  | 758.4993 | 0 | 0 | 0 | 0
15.04. | 13 | 756.0366 |  | 756.0366 | 0 | 0 | 0 | 0
15.04. | 14 | 748.6486 |  | 748.6486 | 0 | 0 | 0 | 0
15.04. | 15 | 728.9474 |  | 728.9474 | 0 | 0 | 0 | 0
15.04. | 16 | 724.022 |  | 724.022 | 0 | 0 | 0 | 0
15.04. | 17 | 748.6486 |  | 748.6486 | 0 | 0 | 0 | 0
15.04. | 18 | 756.0366 |  | 756.0366 | 0 | 0 | 0 | 0
15.04. | 19 | 898.8709 |  | 898.8709 | 0 | 0 | 0 | 0
15.04. | 20 | 1041.7052 |  | 1041.7052 | 0 | 0 | 0 | 0
15.04. | 21 | 1095.8837 |  | 1095.8837 | 0 | 0 | 0 | 0
15.04. | 22 | 1081.1077 |  | 1081.1077 | 0 | 0 | 0 | 0
15.04. | 23 | 1061.4065 |  | 1061.4065 | 0 | 0 | 0 | 0
15.04. | 24 | 1039.2425 |  | 1039.2425 | 0 | 0 | 0 | 0
16.04. | 1 | 1029.3919 |  | 1029.3919 | 0 | 0 | 0 | 0
16.04. | 2 | 982.6013 |  | 982.6013 | 0 | 0 | 0 | 0
16.04. | 3 | 982.6013 |  | 982.6013 | 0 | 0 | 0 | 0
16.04. | 4 | 948.1241 |  | 948.1241 | 0 | 0 | 0 | 0
16.04. | 5 | 965.3627 |  | 965.3627 | 0 | 0 | 0 | 0
16.04. | 6 | 1014.6159 |  | 1014.6159 | 0 | 0 | 0 | 0
16.04. | 7 | 1029.3919 |  | 1029.3919 | 0 | 0 | 0 | 0
16.04. | 8 | 1026.9292 |  | 1026.9292 | 0 | 0 | 0 | 0
16.04. | 9 | 994.9146 |  | 994.9146 | 0 | 0 | 0 | 0
16.04. | 10 | 925.9602 |  | 925.9602 | 0 | 0 | 0 | 0
16.04. | 11 | 898.8709 |  | 898.8709 | 0 | 0 | 0 | 0
16.04. | 12 | 849.6177 |  | 849.6177 | 0 | 0 | 0 | 0
16.04. | 13 | 861.931 |  | 861.931 | 0 | 0 | 0 | 0
16.04. | 14 | 879.1696 |  | 879.1696 | 0 | 0 | 0 | 0
16.04. | 15 | 859.4683 |  | 859.4683 | 0 | 0 | 0 | 0
16.04. | 16 | 866.8563 |  | 866.8563 | 0 | 0 | 0 | 0
16.04. | 17 | 871.7816 |  | 871.7816 | 0 | 0 | 0 | 0
16.04. | 18 | 916.1095 |  | 916.1095 | 0 | 0 | 0 | 0
16.04. | 19 | 975.2134 |  | 975.2134 | 0 | 0 | 0 | 0
16.04. | 20 | 967.8254 |  | 967.8254 | 0 | 0 | 0 | 0
16.04. | 21 | 977.676 |  | 977.676 | 0 | 0 | 0 | 0
16.04. | 22 | 980.1387 |  | 980.1387 | 0 | 0 | 0 | 0
16.04. | 23 | 982.6013 |  | 982.6013 | 0 | 0 | 0 | 0
16.04. | 24 | 1004.7653 |  | 1004.7653 | 0 | 0 | 0 | 0
17.04. | 1 | 1024.4666 |  | 1024.4666 | 0 | 0 | 0 | 0
17.04. | 2 | 1022.0039 |  | 1022.0039 | 0 | 0 | 0 | 0
17.04. | 3 | 1024.4666 |  | 1024.4666 | 0 | 0 | 0 | 0
17.04. | 4 | 1007.2279 |  | 1007.2279 | 0 | 0 | 0 | 0
17.04. | 5 | 1029.3919 |  | 1029.3919 | 0 | 0 | 0 | 0
17.04. | 6 | 1029.3919 |  | 1029.3919 | 0 | 0 | 0 | 0
17.04. | 7 | 1061.4065 |  | 1061.4065 | 0 | 0 | 0 | 0
17.04. | 8 | 1041.7052 |  | 1041.7052 | 0 | 0 | 0 | 0
17.04. | 9 | 1039.2425 |  | 1039.2425 | 0 | 0 | 0 | 0
17.04. | 10 | 980.1387 |  | 980.1387 | 0 | 0 | 0 | 0
17.04. | 11 | 965.3627 |  | 965.3627 | 0 | 0 | 0 | 0
17.04. | 12 | 970.288 |  | 970.288 | 0 | 0 | 0 | 0
17.04. | 13 | 975.2134 |  | 975.2134 | 0 | 0 | 0 | 0
17.04. | 14 | 980.1387 |  | 980.1387 | 0 | 0 | 0 | 0
17.04. | 15 | 970.288 |  | 970.288 | 0 | 0 | 0 | 0
17.04. | 16 | 965.3627 |  | 965.3627 | 0 | 0 | 0 | 0
17.04. | 17 | 1009.6906 |  | 1009.6906 | 0 | 0 | 0 | 0
17.04. | 18 | 1017.0786 |  | 1017.0786 | 0 | 0 | 0 | 0
17.04. | 19 | 1054.0185 |  | 1054.0185 | 0 | 0 | 0 | 0
17.04. | 20 | 1081.1077 |  | 1081.1077 | 0 | 0 | 0 | 0
17.04. | 21 | 1071.2571 |  | 1071.2571 | 0 | 0 | 0 | 0
17.04. | 22 | 1066.3318 |  | 1066.3318 | 0 | 0 | 0 | 0
17.04. | 23 | 1083.5704 |  | 1083.5704 | 0 | 0 | 0 | 0
17.04. | 24 | 1103.2717 |  | 1103.2717 | 0 | 0 | 0 | 0
18.04. | 1 | 1093.421 |  | 1093.421 | 0 | 0 | 0 | 0
18.04. | 2 | 1090.9584 |  | 1090.9584 | 0 | 0 | 0 | 0
18.04. | 3 | 1078.6451 |  | 1078.6451 | 0 | 0 | 0 | 0
18.04. | 4 | 1100.809 |  | 1100.809 | 0 | 0 | 0 | 0
18.04. | 5 | 1105.7343 |  | 1105.7343 | 0 | 0 | 0 | 0
18.04. | 6 | 1122.973 |  | 1122.973 | 0 | 0 | 0 | 0
18.04. | 7 | 1132.8236 |  | 1132.8236 | 0 | 0 | 0 | 0
18.04. | 8 | 1127.8983 |  | 1127.8983 | 0 | 0 | 0 | 0
18.04. | 9 | 1130.3609 |  | 1130.3609 | 0 | 0 | 0 | 0
18.04. | 10 | 1058.9438 |  | 1058.9438 | 0 | 0 | 0 | 0
18.04. | 11 | 1061.4065 |  | 1061.4065 | 0 | 0 | 0 | 0
18.04. | 12 | 1049.0932 |  | 1049.0932 | 0 | 0 | 0 | 0
18.04. | 13 | 1041.7052 |  | 1041.7052 | 0 | 0 | 0 | 0
18.04. | 14 | 1049.0932 |  | 1049.0932 | 0 | 0 | 0 | 0
18.04. | 15 | 1071.2571 |  | 1071.2571 | 0 | 0 | 0 | 0
18.04. | 16 | 1024.4666 |  | 1024.4666 | 0 | 0 | 0 | 0
18.04. | 17 | 1041.7052 |  | 1041.7052 | 0 | 0 | 0 | 0
18.04. | 18 | 1068.7944 |  | 1068.7944 | 0 | 0 | 0 | 0
18.04. | 19 | 1127.8983 |  | 1127.8983 | 0 | 0 | 0 | 0
18.04. | 20 | 1159.9129 |  | 1159.9129 | 0 | 0 | 0 | 0
18.04. | 21 | 1157.4502 |  | 1157.4502 | 0 | 0 | 0 | 0
18.04. | 22 | 1164.8382 |  | 1164.8382 | 0 | 0 | 0 | 0
18.04. | 23 | 1152.5249 |  | 1152.5249 | 0 | 0 | 0 | 0
18.04. | 24 | 1122.973 |  | 1122.973 | 0 | 0 | 0 | 0
19.04. | 1 | 1110.6597 |  | 1110.6597 | 0 | 0 | 0 | 0
19.04. | 2 | 1105.7343 |  | 1105.7343 | 0 | 0 | 0 | 0
19.04. | 3 | 1122.973 |  | 1122.973 | 0 | 0 | 0 | 0
19.04. | 4 | 1122.973 |  | 1122.973 | 0 | 0 | 0 | 0
19.04. | 5 | 1110.6597 |  | 1110.6597 | 0 | 0 | 0 | 0
19.04. | 6 | 1140.2116 |  | 1140.2116 | 0 | 0 | 0 | 0
19.04. | 7 | 1135.2863 |  | 1135.2863 | 0 | 0 | 0 | 0
19.04. | 8 | 1162.3755 |  | 1162.3755 | 0 | 0 | 0 | 0
19.04. | 9 | 1132.8236 |  | 1132.8236 | 0 | 0 | 0 | 0
19.04. | 10 | 1113.1223 |  | 1113.1223 | 0 | 0 | 0 | 0
19.04. | 11 | 1086.0331 |  | 1086.0331 | 0 | 0 | 0 | 0
19.04. | 12 | 1081.1077 |  | 1081.1077 | 0 | 0 | 0 | 0
19.04. | 13 | 1073.7198 |  | 1073.7198 | 0 | 0 | 0 | 0
19.04. | 14 | 1073.7198 |  | 1073.7198 | 0 | 0 | 0 | 0
19.04. | 15 | 1093.421 |  | 1093.421 | 0 | 0 | 0 | 0
19.04. | 16 | 1093.421 |  | 1093.421 | 0 | 0 | 0 | 0
19.04. | 17 | 1098.3464 |  | 1098.3464 | 0 | 0 | 0 | 0
19.04. | 18 | 1127.8983 |  | 1127.8983 | 0 | 0 | 0 | 0
19.04. | 19 | 1167.3008 |  | 1167.3008 | 0 | 0 | 0 | 0
19.04. | 20 | 1174.6888 |  | 1174.6888 | 0 | 0 | 0 | 0
19.04. | 21 | 1196.8528 |  | 1196.8528 | 0 | 0 | 0 | 0
19.04. | 22 | 1199.3154 |  | 1199.3154 | 0 | 0 | 0 | 0
19.04. | 23 | 1196.8528 |  | 1196.8528 | 0 | 0 | 0 | 0
19.04. | 24 | 1196.8528 |  | 1196.8528 | 0 | 0 | 0 | 0
20.04. | 1 | 1167.3008 |  | 1167.3008 | 0 | 0 | 0 | 0
20.04. | 2 | 1169.7635 |  | 1169.7635 | 0 | 0 | 0 | 0
20.04. | 3 | 1167.3008 |  | 1167.3008 | 0 | 0 | 0 | 0
20.04. | 4 | 1164.8382 |  | 1164.8382 | 0 | 0 | 0 | 0
20.04. | 5 | 1154.9875 |  | 1154.9875 | 0 | 0 | 0 | 0
20.04. | 6 | 1164.8382 |  | 1164.8382 | 0 | 0 | 0 | 0
20.04. | 7 | 1152.5249 |  | 1152.5249 | 0 | 0 | 0 | 0
20.04. | 8 | 1142.6742 |  | 1142.6742 | 0 | 0 | 0 | 0
20.04. | 9 | 1103.2717 |  | 1103.2717 | 0 | 0 | 0 | 0
20.04. | 10 | 1078.6451 |  | 1078.6451 | 0 | 0 | 0 | 0
20.04. | 11 | 1090.9584 |  | 1090.9584 | 0 | 0 | 0 | 0
20.04. | 12 | 1120.5103 |  | 1120.5103 | 0 | 0 | 0 | 0
20.04. | 13 | 1098.3464 |  | 1098.3464 | 0 | 0 | 0 | 0
20.04. | 14 | 1061.4065 |  | 1061.4065 | 0 | 0 | 0 | 0
20.04. | 15 | 1056.4811 |  | 1056.4811 | 0 | 0 | 0 | 0
20.04. | 16 | 1031.8545 |  | 1031.8545 | 0 | 0 | 0 | 0
20.04. | 17 | 1078.6451 |  | 1078.6451 | 0 | 0 | 0 | 0
20.04. | 18 | 1110.6597 |  | 1110.6597 | 0 | 0 | 0 | 0
20.04. | 19 | 1169.7635 |  | 1169.7635 | 0 | 0 | 0 | 0
20.04. | 20 | 1204.2407 |  | 1204.2407 | 0 | 0 | 0 | 0
20.04. | 21 | 1211.6287 |  | 1211.6287 | 0 | 0 | 0 | 0
20.04. | 22 | 1206.7034 |  | 1206.7034 | 0 | 0 | 0 | 0
20.04. | 23 | 1157.4502 |  | 1157.4502 | 0 | 0 | 0 | 0
20.04. | 24 | 1187.0021 |  | 1187.0021 | 0 | 0 | 0 | 0
21.04. | 1 | 1184.5395 |  | 1184.5395 | 0 | 0 | 0 | 0
21.04. | 2 | 1191.9274 |  | 1191.9274 | 0 | 0 | 0 | 0
21.04. | 3 | 1152.5249 |  | 1152.5249 | 0 | 0 | 0 | 0
21.04. | 4 | 1162.3755 |  | 1162.3755 | 0 | 0 | 0 | 0
21.04. | 5 | 1159.9129 |  | 1159.9129 | 0 | 0 | 0 | 0
21.04. | 6 | 1169.7635 |  | 1169.7635 | 0 | 0 | 0 | 0
21.04. | 7 | 1172.2262 |  | 1172.2262 | 0 | 0 | 0 | 0
21.04. | 8 | 1169.7635 |  | 1169.7635 | 0 | 0 | 0 | 0
21.04. | 9 | 1162.3755 |  | 1162.3755 | 0 | 0 | 0 | 0
21.04. | 10 | 1095.8837 |  | 1095.8837 | 0 | 0 | 0 | 0
21.04. | 11 | 1071.2571 |  | 1071.2571 | 0 | 0 | 0 | 0
21.04. | 12 | 1044.1678 |  | 1044.1678 | 0 | 0 | 0 | 0
21.04. | 13 | 980.1387 |  | 980.1387 | 0 | 0 | 0 | 0
21.04. | 14 | 960.4374 |  | 960.4374 | 0 | 0 | 0 | 0
21.04. | 15 | 940.7361 |  | 940.7361 | 0 | 0 | 0 | 0
21.04. | 16 | 935.8108 |  | 935.8108 | 0 | 0 | 0 | 0
21.04. | 17 | 955.5121 |  | 955.5121 | 0 | 0 | 0 | 0
21.04. | 18 | 1031.8545 |  | 1031.8545 | 0 | 0 | 0 | 0
21.04. | 19 | 1122.973 |  | 1122.973 | 0 | 0 | 0 | 0
21.04. | 20 | 1150.0622 |  | 1150.0622 | 0 | 0 | 0 | 0
21.04. | 21 | 1154.9875 |  | 1154.9875 | 0 | 0 | 0 | 0
21.04. | 22 | 1140.2116 |  | 1140.2116 | 0 | 0 | 0 | 0
21.04. | 23 | 1127.8983 |  | 1127.8983 | 0 | 0 | 0 | 0
21.04. | 24 | 1127.8983 |  | 1127.8983 | 0 | 0 | 0 | 0
22.04. | 1 | 1122.973 |  | 1122.973 | 0 | 0 | 0 | 0
22.04. | 2 | 1120.5103 |  | 1120.5103 | 0 | 0 | 0 | 0
22.04. | 3 | 1115.585 |  | 1115.585 | 0 | 0 | 0 | 0
22.04. | 4 | 1127.8983 |  | 1127.8983 | 0 | 0 | 0 | 0
22.04. | 5 | 1120.5103 |  | 1120.5103 | 0 | 0 | 0 | 0
22.04. | 6 | 1120.5103 |  | 1120.5103 | 0 | 0 | 0 | 0
22.04. | 7 | 1108.197 |  | 1108.197 | 0 | 0 | 0 | 0
22.04. | 8 | 1063.8691 |  | 1063.8691 | 0 | 0 | 0 | 0
22.04. | 9 | 948.1241 |  | 948.1241 | 0 | 0 | 0 | 0
22.04. | 10 | 874.2443 |  | 874.2443 | 0 | 0 | 0 | 0
22.04. | 11 | 834.8417 |  | 834.8417 | 0 | 0 | 0 | 0
22.04. | 12 | 837.3044 |  | 837.3044 | 0 | 0 | 0 | 0
22.04. | 13 | 839.7671 |  | 839.7671 | 0 | 0 | 0 | 0
22.04. | 14 | 837.3044 |  | 837.3044 | 0 | 0 | 0 | 0
22.04. | 15 | 820.0658 |  | 820.0658 | 0 | 0 | 0 | 0
22.04. | 16 | 812.6778 |  | 812.6778 | 0 | 0 | 0 | 0
22.04. | 17 | 832.3791 |  | 832.3791 | 0 | 0 | 0 | 0
22.04. | 18 | 886.5576 |  | 886.5576 | 0 | 0 | 0 | 0
22.04. | 19 | 950.5868 |  | 950.5868 | 0 | 0 | 0 | 0
22.04. | 20 | 1110.6597 |  | 1110.6597 | 0 | 0 | 0 | 0
22.04. | 21 | 1172.2262 |  | 1172.2262 | 0 | 0 | 0 | 0
22.04. | 22 | 1177.1515 |  | 1177.1515 | 0 | 0 | 0 | 0
22.04. | 23 | 1169.7635 |  | 1169.7635 | 0 | 0 | 0 | 0
22.04. | 24 | 1191.9274 |  | 1191.9274 | 0 | 0 | 0 | 0
23.04. | 1 | 1194.3901 |  | 1194.3901 | 0 | 0 | 0 | 0
23.04. | 2 | 1201.7781 |  | 1201.7781 | 0 | 0 | 0 | 0
23.04. | 3 | 1206.7034 |  | 1206.7034 | 0 | 0 | 0 | 0
23.04. | 4 | 1209.1661 |  | 1209.1661 | 0 | 0 | 0 | 0
23.04. | 5 | 1191.9274 |  | 1191.9274 | 0 | 0 | 0 | 0
23.04. | 6 | 1216.554 |  | 1216.554 | 0 | 0 | 0 | 0
23.04. | 7 | 1221.4794 |  | 1221.4794 | 0 | 0 | 0 | 0
23.04. | 8 | 1194.3901 |  | 1194.3901 | 0 | 0 | 0 | 0
23.04. | 9 | 1177.1515 |  | 1177.1515 | 0 | 0 | 0 | 0
23.04. | 10 | 1162.3755 |  | 1162.3755 | 0 | 0 | 0 | 0
23.04. | 11 | 1154.9875 |  | 1154.9875 | 0 | 0 | 0 | 0
23.04. | 12 | 1127.8983 |  | 1127.8983 | 0 | 0 | 0 | 0
23.04. | 13 | 1118.0476 |  | 1118.0476 | 0 | 0 | 0 | 0
23.04. | 14 | 1110.6597 |  | 1110.6597 | 0 | 0 | 0 | 0
23.04. | 15 | 1076.1824 |  | 1076.1824 | 0 | 0 | 0 | 0
23.04. | 16 | 1068.7944 |  | 1068.7944 | 0 | 0 | 0 | 0
23.04. | 17 | 1122.973 |  | 1122.973 | 0 | 0 | 0 | 0
23.04. | 18 | 1150.0622 |  | 1150.0622 | 0 | 0 | 0 | 0
23.04. | 19 | 1206.7034 |  | 1206.7034 | 0 | 0 | 0 | 0
23.04. | 20 | 1265.8072 |  | 1265.8072 | 0 | 0 | 0 | 0
23.04. | 21 | 1211.6287 |  | 1211.6287 | 0 | 0 | 0 | 0
23.04. | 22 | 1236.2553 |  | 1236.2553 | 0 | 0 | 0 | 0
23.04. | 23 | 1223.942 |  | 1223.942 | 0 | 0 | 0 | 0
23.04. | 24 | 1241.1806 |  | 1241.1806 | 0 | 0 | 0 | 0
24.04. | 1 | 1246.106 |  | 1246.106 | 0 | 0 | 0 | 0
24.04. | 2 | 1223.942 |  | 1223.942 | 0 | 0 | 0 | 0
24.04. | 3 | 1226.4047 |  | 1226.4047 | 0 | 0 | 0 | 0
24.04. | 4 | 1221.4794 |  | 1221.4794 | 0 | 0 | 0 | 0
24.04. | 5 | 1219.0167 |  | 1219.0167 | 0 | 0 | 0 | 0
24.04. | 6 | 1236.2553 |  | 1236.2553 | 0 | 0 | 0 | 0
24.04. | 7 | 1243.6433 |  | 1243.6433 | 0 | 0 | 0 | 0
24.04. | 8 | 1248.5686 |  | 1248.5686 | 0 | 0 | 0 | 0
24.04. | 9 | 1196.8528 |  | 1196.8528 | 0 | 0 | 0 | 0
24.04. | 10 | 1211.6287 |  | 1211.6287 | 0 | 0 | 0 | 0
24.04. | 11 | 1167.3008 |  | 1167.3008 | 0 | 0 | 0 | 0
24.04. | 12 | 1145.1369 |  | 1145.1369 | 0 | 0 | 0 | 0
24.04. | 13 | 1147.5996 |  | 1147.5996 | 0 | 0 | 0 | 0
24.04. | 14 | 1159.9129 |  | 1159.9129 | 0 | 0 | 0 | 0
24.04. | 15 | 1147.5996 |  | 1147.5996 | 0 | 0 | 0 | 0
24.04. | 16 | 1154.9875 |  | 1154.9875 | 0 | 0 | 0 | 0
24.04. | 17 | 1154.9875 |  | 1154.9875 | 0 | 0 | 0 | 0
24.04. | 18 | 1182.0768 |  | 1182.0768 | 0 | 0 | 0 | 0
24.04. | 19 | 1255.9566 |  | 1255.9566 | 0 | 0 | 0 | 0
24.04. | 20 | 1260.8819 |  | 1260.8819 | 0 | 0 | 0 | 0
24.04. | 21 | 1265.8072 |  | 1265.8072 | 0 | 0 | 0 | 0
24.04. | 22 | 1268.2699 |  | 1268.2699 | 0 | 0 | 0 | 0
24.04. | 23 | 1273.1952 |  | 1273.1952 | 0 | 0 | 0 | 0
24.04. | 24 | 1273.1952 |  | 1273.1952 | 0 | 0 | 0 | 0
25.04. | 1 | 1280.5832 |  | 1280.5832 | 0 | 0 | 0 | 0
25.04. | 2 | 1265.8072 |  | 1265.8072 | 0 | 0 | 0 | 0
25.04. | 3 | 1263.3446 |  | 1263.3446 | 0 | 0 | 0 | 0
25.04. | 4 | 1265.8072 |  | 1265.8072 | 0 | 0 | 0 | 0
25.04. | 5 | 1273.1952 |  | 1273.1952 | 0 | 0 | 0 | 0
25.04. | 6 | 1292.8965 |  | 1292.8965 | 0 | 0 | 0 | 0
25.04. | 7 | 1297.8218 |  | 1297.8218 | 0 | 0 | 0 | 0
25.04. | 8 | 1300.2845 |  | 1300.2845 | 0 | 0 | 0 | 0
25.04. | 9 | 1265.8072 |  | 1265.8072 | 0 | 0 | 0 | 0
25.04. | 10 | 1258.4193 |  | 1258.4193 | 0 | 0 | 0 | 0
25.04. | 11 | 1194.3901 |  | 1194.3901 | 0 | 0 | 0 | 0
25.04. | 12 | 1226.4047 |  | 1226.4047 | 0 | 0 | 0 | 0
25.04. | 13 | 1204.2407 |  | 1204.2407 | 0 | 0 | 0 | 0
25.04. | 14 | 1187.0021 |  | 1187.0021 | 0 | 0 | 0 | 0
25.04. | 15 | 1182.0768 |  | 1182.0768 | 0 | 0 | 0 | 0
25.04. | 16 | 1182.0768 |  | 1182.0768 | 0 | 0 | 0 | 0
25.04. | 17 | 1204.2407 |  | 1204.2407 | 0 | 0 | 0 | 0
25.04. | 18 | 1263.3446 |  | 1263.3446 | 0 | 0 | 0 | 0
25.04. | 19 | 1329.8364 |  | 1329.8364 | 0 | 0 | 0 | 0
25.04. | 20 | 1332.2991 |  | 1332.2991 | 0 | 0 | 0 | 0
25.04. | 21 | 1339.687 |  | 1339.687 | 0 | 0 | 0 | 0
25.04. | 22 | 1342.1497 |  | 1342.1497 | 0 | 0 | 0 | 0
25.04. | 23 | 1342.1497 |  | 1342.1497 | 0 | 0 | 0 | 0
25.04. | 24 | 1327.3737 |  | 1327.3737 | 0 | 0 | 0 | 0
26.04. | 1 | 1329.8364 |  | 1329.8364 | 0 | 0 | 0 | 0
26.04. | 2 | 1344.6124 |  | 1344.6124 | 0 | 0 | 0 | 0
26.04. | 3 | 1339.687 |  | 1339.687 | 0 | 0 | 0 | 0
26.04. | 4 | 1332.2991 |  | 1332.2991 | 0 | 0 | 0 | 0
26.04. | 5 | 1337.2244 |  | 1337.2244 | 0 | 0 | 0 | 0
26.04. | 6 | 1354.463 |  | 1354.463 | 0 | 0 | 0 | 0
26.04. | 7 | 1356.9257 |  | 1356.9257 | 0 | 0 | 0 | 0
26.04. | 8 | 1361.851 |  | 1361.851 | 0 | 0 | 0 | 0
26.04. | 9 | 1349.5377 |  | 1349.5377 | 0 | 0 | 0 | 0
26.04. | 10 | 1315.0604 |  | 1315.0604 | 0 | 0 | 0 | 0
26.04. | 11 | 1300.2845 |  | 1300.2845 | 0 | 0 | 0 | 0
26.04. | 12 | 1302.7471 |  | 1302.7471 | 0 | 0 | 0 | 0
26.04. | 13 | 1302.7471 |  | 1302.7471 | 0 | 0 | 0 | 0
26.04. | 14 | 1300.2845 |  | 1300.2845 | 0 | 0 | 0 | 0
26.04. | 15 | 1300.2845 |  | 1300.2845 | 0 | 0 | 0 | 0
26.04. | 16 | 1315.0604 |  | 1315.0604 | 0 | 0 | 0 | 0
26.04. | 17 | 1312.5978 |  | 1312.5978 | 0 | 0 | 0 | 0
26.04. | 18 | 1334.7617 |  | 1334.7617 | 0 | 0 | 0 | 0
26.04. | 19 | 1364.3136 |  | 1364.3136 | 0 | 0 | 0 | 0
26.04. | 20 | 1388.9402 |  | 1388.9402 | 0 | 0 | 0 | 0
26.04. | 21 | 1406.1789 |  | 1406.1789 | 0 | 0 | 0 | 0
26.04. | 22 | 1406.1789 |  | 1406.1789 | 0 | 0 | 0 | 0
26.04. | 23 | 1401.2535 |  | 1401.2535 | 0 | 0 | 0 | 0
26.04. | 24 | 1428.3428 |  | 1428.3428 | 0 | 0 | 0 | 0
27.04. | 1 | 1425.8801 |  | 1425.8801 | 0 | 0 | 0 | 0
27.04. | 2 | 1425.8801 |  | 1425.8801 | 0 | 0 | 0 | 0
27.04. | 3 | 1411.1042 |  | 1411.1042 | 0 | 0 | 0 | 0
27.04. | 4 | 1403.7162 |  | 1403.7162 | 0 | 0 | 0 | 0
27.04. | 5 | 1398.7909 |  | 1398.7909 | 0 | 0 | 0 | 0
27.04. | 6 | 1393.8656 |  | 1393.8656 | 0 | 0 | 0 | 0
27.04. | 7 | 1393.8656 |  | 1393.8656 | 0 | 0 | 0 | 0
27.04. | 8 | 1352.0003 |  | 1352.0003 | 0 | 0 | 0 | 0
27.04. | 9 | 1324.9111 |  | 1324.9111 | 0 | 0 | 0 | 0
27.04. | 10 | 1243.6433 |  | 1243.6433 | 0 | 0 | 0 | 0
27.04. | 11 | 1253.4939 |  | 1253.4939 | 0 | 0 | 0 | 0
27.04. | 12 | 1258.4193 |  | 1258.4193 | 0 | 0 | 0 | 0
27.04. | 13 | 1246.106 |  | 1246.106 | 0 | 0 | 0 | 0
27.04. | 14 | 1187.0021 |  | 1187.0021 | 0 | 0 | 0 | 0
27.04. | 15 | 1236.2553 |  | 1236.2553 | 0 | 0 | 0 | 0
27.04. | 16 | 1275.6579 |  | 1275.6579 | 0 | 0 | 0 | 0
27.04. | 17 | 1280.5832 |  | 1280.5832 | 0 | 0 | 0 | 0
27.04. | 18 | 1319.9858 |  | 1319.9858 | 0 | 0 | 0 | 0
27.04. | 19 | 1339.687 |  | 1339.687 | 0 | 0 | 0 | 0
27.04. | 20 | 1416.0295 |  | 1416.0295 | 0 | 0 | 0 | 0
27.04. | 21 | 1420.9548 |  | 1420.9548 | 0 | 0 | 0 | 0
27.04. | 22 | 1428.3428 |  | 1428.3428 | 0 | 0 | 0 | 0
27.04. | 23 | 1413.5668 |  | 1413.5668 | 0 | 0 | 0 | 0
27.04. | 24 | 1396.3282 |  | 1396.3282 | 0 | 0 | 0 | 0
28.04. | 1 | 1408.6415 |  | 1408.6415 | 0 | 0 | 0 | 0
28.04. | 2 | 1413.5668 |  | 1413.5668 | 0 | 0 | 0 | 0
28.04. | 3 | 1388.9402 |  | 1388.9402 | 0 | 0 | 0 | 0
28.04. | 4 | 1374.1643 |  | 1374.1643 | 0 | 0 | 0 | 0
28.04. | 5 | 1396.3282 |  | 1396.3282 | 0 | 0 | 0 | 0
28.04. | 6 | 1359.3883 |  | 1359.3883 | 0 | 0 | 0 | 0
28.04. | 7 | 1337.2244 |  | 1337.2244 | 0 | 0 | 0 | 0
28.04. | 8 | 1342.1497 |  | 1342.1497 | 0 | 0 | 0 | 0
28.04. | 9 | 1312.5978 |  | 1312.5978 | 0 | 0 | 0 | 0
28.04. | 10 | 1268.2699 |  | 1268.2699 | 0 | 0 | 0 | 0
28.04. | 11 | 1236.2553 |  | 1236.2553 | 0 | 0 | 0 | 0
28.04. | 12 | 1206.7034 |  | 1206.7034 | 0 | 0 | 0 | 0
28.04. | 13 | 1196.8528 |  | 1196.8528 | 0 | 0 | 0 | 0
28.04. | 14 | 1191.9274 |  | 1191.9274 | 0 | 0 | 0 | 0
28.04. | 15 | 1098.3464 |  | 1098.3464 | 0 | 0 | 0 | 0
28.04. | 16 | 1068.7944 |  | 1068.7944 | 0 | 0 | 0 | 0
28.04. | 17 | 1088.4957 |  | 1088.4957 | 0 | 0 | 0 | 0
28.04. | 18 | 1206.7034 |  | 1206.7034 | 0 | 0 | 0 | 0
28.04. | 19 | 1332.2991 |  | 1332.2991 | 0 | 0 | 0 | 0
28.04. | 20 | 1420.9548 |  | 1420.9548 | 0 | 0 | 0 | 0
28.04. | 21 | 1420.9548 |  | 1420.9548 | 0 | 0 | 0 | 0
28.04. | 22 | 1416.0295 |  | 1416.0295 | 0 | 0 | 0 | 0
28.04. | 23 | 1401.2535 |  | 1401.2535 | 0 | 0 | 0 | 0
28.04. | 24 | 1366.7763 |  | 1366.7763 | 0 | 0 | 0 | 0
29.04. | 1 | 1364.3136 |  | 1364.3136 | 0 | 0 | 0 | 0
29.04. | 2 | 1361.851 |  | 1361.851 | 0 | 0 | 0 | 0
29.04. | 3 | 1361.851 |  | 1361.851 | 0 | 0 | 0 | 0
29.04. | 4 | 1332.2991 |  | 1332.2991 | 0 | 0 | 0 | 0
29.04. | 5 | 1332.2991 |  | 1332.2991 | 0 | 0 | 0 | 0
29.04. | 6 | 1305.2098 |  | 1305.2098 | 0 | 0 | 0 | 0
29.04. | 7 | 1285.5085 |  | 1285.5085 | 0 | 0 | 0 | 0
29.04. | 8 | 1258.4193 |  | 1258.4193 | 0 | 0 | 0 | 0
29.04. | 9 | 1191.9274 |  | 1191.9274 | 0 | 0 | 0 | 0
29.04. | 10 | 1152.5249 |  | 1152.5249 | 0 | 0 | 0 | 0
29.04. | 11 | 1132.8236 |  | 1132.8236 | 0 | 0 | 0 | 0
29.04. | 12 | 1122.973 |  | 1122.973 | 0 | 0 | 0 | 0
29.04. | 13 | 1105.7343 |  | 1105.7343 | 0 | 0 | 0 | 0
29.04. | 14 | 1105.7343 |  | 1105.7343 | 0 | 0 | 0 | 0
29.04. | 15 | 1095.8837 |  | 1095.8837 | 0 | 0 | 0 | 0
29.04. | 16 | 1090.9584 |  | 1090.9584 | 0 | 0 | 0 | 0
29.04. | 17 | 1100.809 |  | 1100.809 | 0 | 0 | 0 | 0
29.04. | 18 | 1152.5249 |  | 1152.5249 | 0 | 0 | 0 | 0
29.04. | 19 | 1268.2699 |  | 1268.2699 | 0 | 0 | 0 | 0
29.04. | 20 | 1322.4484 |  | 1322.4484 | 0 | 0 | 0 | 0
29.04. | 21 | 1317.5231 |  | 1317.5231 | 0 | 0 | 0 | 0
29.04. | 22 | 1324.9111 |  | 1324.9111 | 0 | 0 | 0 | 0
29.04. | 23 | 1319.9858 |  | 1319.9858 | 0 | 0 | 0 | 0
29.04. | 24 | 1292.8965 |  | 1292.8965 | 0 | 0 | 0 | 0
30.04. | 1 | 1263.3446 |  | 1263.3446 | 0 | 0 | 0 | 0
30.04. | 2 | 1275.6579 |  | 1275.6579 | 0 | 0 | 0 | 0
30.04. | 3 | 1278.1205 |  | 1278.1205 | 0 | 0 | 0 | 0
30.04. | 4 | 1273.1952 |  | 1273.1952 | 0 | 0 | 0 | 0
30.04. | 5 | 1273.1952 |  | 1273.1952 | 0 | 0 | 0 | 0
30.04. | 6 | 1268.2699 |  | 1268.2699 | 0 | 0 | 0 | 0
30.04. | 7 | 1253.4939 |  | 1253.4939 | 0 | 0 | 0 | 0
30.04. | 8 | 1246.106 |  | 1246.106 | 0 | 0 | 0 | 0
30.04. | 9 | 1152.5249 |  | 1152.5249 | 0 | 0 | 0 | 0
30.04. | 10 | 1177.1515 |  | 1177.1515 | 0 | 0 | 0 | 0
30.04. | 11 | 1118.0476 |  | 1118.0476 | 0 | 0 | 0 | 0
30.04. | 12 | 1063.8691 |  | 1063.8691 | 0 | 0 | 0 | 0
30.04. | 13 | 1051.5558 |  | 1051.5558 | 0 | 0 | 0 | 0
30.04. | 14 | 1090.9584 |  | 1090.9584 | 0 | 0 | 0 | 0
30.04. | 15 | 1100.809 |  | 1100.809 | 0 | 0 | 0 | 0
30.04. | 16 | 1103.2717 |  | 1103.2717 | 0 | 0 | 0 | 0
30.04. | 17 | 1135.2863 |  | 1135.2863 | 0 | 0 | 0 | 0
30.04. | 18 | 1122.973 |  | 1122.973 | 0 | 0 | 0 | 0
30.04. | 19 | 1223.942 |  | 1223.942 | 0 | 0 | 0 | 0
30.04. | 20 | 1344.6124 |  | 1344.6124 | 0 | 0 | 0 | 0
30.04. | 21 | 1347.075 |  | 1347.075 | 0 | 0 | 0 | 0
30.04. | 22 | 1312.5978 |  | 1312.5978 | 0 | 0 | 0 | 0
30.04. | 23 | 1305.2098 |  | 1305.2098 | 0 | 0 | 0 | 0
30.04. | 24 | 1209.1661 |  | 1209.1661 | 0 | 0 | 0 | 0
01.05. | 1 | 1236.2553 |  | 1236.2553 | 0 | 0 | 0 | 0
01.05. | 2 | 1179.6141 |  | 1179.6141 | 0 | 0 | 0 | 0
01.05. | 3 | 1157.4502 |  | 1157.4502 | 0 | 0 | 0 | 0
01.05. | 4 | 1152.5249 |  | 1152.5249 | 0 | 0 | 0 | 0
01.05. | 5 | 1159.9129 |  | 1159.9129 | 0 | 0 | 0 | 0
01.05. | 6 | 1157.4502 |  | 1157.4502 | 0 | 0 | 0 | 0
01.05. | 7 | 1164.8382 |  | 1164.8382 | 0 | 0 | 0 | 0
01.05. | 8 | 1154.9875 |  | 1154.9875 | 0 | 0 | 0 | 0
01.05. | 9 | 1142.6742 |  | 1142.6742 | 0 | 0 | 0 | 0
01.05. | 10 | 1110.6597 |  | 1110.6597 | 0 | 0 | 0 | 0
01.05. | 11 | 1041.7052 |  | 1041.7052 | 0 | 0 | 0 | 0
01.05. | 12 | 1026.9292 |  | 1026.9292 | 0 | 0 | 0 | 0
01.05. | 13 | 1004.7653 |  | 1004.7653 | 0 | 0 | 0 | 0
01.05. | 14 | 1012.1533 |  | 1012.1533 | 0 | 0 | 0 | 0
01.05. | 15 | 1017.0786 |  | 1017.0786 | 0 | 0 | 0 | 0
01.05. | 16 | 1036.7799 |  | 1036.7799 | 0 | 0 | 0 | 0
01.05. | 17 | 1078.6451 |  | 1078.6451 | 0 | 0 | 0 | 0
01.05. | 18 | 1115.585 |  | 1115.585 | 0 | 0 | 0 | 0
01.05. | 19 | 1172.2262 |  | 1172.2262 | 0 | 0 | 0 | 0
01.05. | 20 | 1238.718 |  | 1238.718 | 0 | 0 | 0 | 0
01.05. | 21 | 1268.2699 |  | 1268.2699 | 0 | 0 | 0 | 0
01.05. | 22 | 1255.9566 |  | 1255.9566 | 0 | 0 | 0 | 0
01.05. | 23 | 1238.718 |  | 1238.718 | 0 | 0 | 0 | 0
01.05. | 24 | 1174.6888 |  | 1174.6888 | 0 | 0 | 0 | 0
02.05. | 1 | 1172.2262 |  | 1172.2262 | 0 | 0 | 0 | 0
02.05. | 2 | 1172.2262 |  | 1172.2262 | 0 | 0 | 0 | 0
02.05. | 3 | 1164.8382 |  | 1164.8382 | 0 | 0 | 0 | 0
02.05. | 4 | 1162.3755 |  | 1162.3755 | 0 | 0 | 0 | 0
02.05. | 5 | 1152.5249 |  | 1152.5249 | 0 | 0 | 0 | 0
02.05. | 6 | 1150.0622 |  | 1150.0622 | 0 | 0 | 0 | 0
02.05. | 7 | 1152.5249 |  | 1152.5249 | 0 | 0 | 0 | 0
02.05. | 8 | 1159.9129 |  | 1159.9129 | 0 | 0 | 0 | 0
02.05. | 9 | 1152.5249 |  | 1152.5249 | 0 | 0 | 0 | 0
02.05. | 10 | 1110.6597 |  | 1110.6597 | 0 | 0 | 0 | 0
02.05. | 11 | 1090.9584 |  | 1090.9584 | 0 | 0 | 0 | 0
02.05. | 12 | 1076.1824 |  | 1076.1824 | 0 | 0 | 0 | 0
02.05. | 13 | 1073.7198 |  | 1073.7198 | 0 | 0 | 0 | 0
02.05. | 14 | 1071.2571 |  | 1071.2571 | 0 | 0 | 0 | 0
02.05. | 15 | 1068.7944 |  | 1068.7944 | 0 | 0 | 0 | 0
02.05. | 16 | 1078.6451 |  | 1078.6451 | 0 | 0 | 0 | 0
02.05. | 17 | 1093.421 |  | 1093.421 | 0 | 0 | 0 | 0
02.05. | 18 | 1103.2717 |  | 1103.2717 | 0 | 0 | 0 | 0
02.05. | 19 | 1154.9875 |  | 1154.9875 | 0 | 0 | 0 | 0
02.05. | 20 | 1228.8673 |  | 1228.8673 | 0 | 0 | 0 | 0
02.05. | 21 | 1221.4794 |  | 1221.4794 | 0 | 0 | 0 | 0
02.05. | 22 | 1221.4794 |  | 1221.4794 | 0 | 0 | 0 | 0
02.05. | 23 | 1228.8673 |  | 1228.8673 | 0 | 0 | 0 | 0
02.05. | 24 | 1199.3154 |  | 1199.3154 | 0 | 0 | 0 | 0
03.05. | 1 | 1194.3901 |  | 1194.3901 | 0 | 0 | 0 | 0
03.05. | 2 | 1174.6888 |  | 1174.6888 | 0 | 0 | 0 | 0
03.05. | 3 | 1172.2262 |  | 1172.2262 | 0 | 0 | 0 | 0
03.05. | 4 | 1187.0021 |  | 1187.0021 | 0 | 0 | 0 | 0
03.05. | 5 | 1184.5395 |  | 1184.5395 | 0 | 0 | 0 | 0
03.05. | 6 | 1191.9274 |  | 1191.9274 | 0 | 0 | 0 | 0
03.05. | 7 | 1231.33 |  | 1231.33 | 0 | 0 | 0 | 0
03.05. | 8 | 1214.0914 |  | 1214.0914 | 0 | 0 | 0 | 0
03.05. | 9 | 1179.6141 |  | 1179.6141 | 0 | 0 | 0 | 0
03.05. | 10 | 1130.3609 |  | 1130.3609 | 0 | 0 | 0 | 0
03.05. | 11 | 1090.9584 |  | 1090.9584 | 0 | 0 | 0 | 0
03.05. | 12 | 1083.5704 |  | 1083.5704 | 0 | 0 | 0 | 0
03.05. | 13 | 1095.8837 |  | 1095.8837 | 0 | 0 | 0 | 0
03.05. | 14 | 1098.3464 |  | 1098.3464 | 0 | 0 | 0 | 0
03.05. | 15 | 1090.9584 |  | 1090.9584 | 0 | 0 | 0 | 0
03.05. | 16 | 1095.8837 |  | 1095.8837 | 0 | 0 | 0 | 0
03.05. | 17 | 1122.973 |  | 1122.973 | 0 | 0 | 0 | 0
03.05. | 18 | 1125.4356 |  | 1125.4356 | 0 | 0 | 0 | 0
03.05. | 19 | 1194.3901 |  | 1194.3901 | 0 | 0 | 0 | 0
03.05. | 20 | 1226.4047 |  | 1226.4047 | 0 | 0 | 0 | 0
03.05. | 21 | 1253.4939 |  | 1253.4939 | 0 | 0 | 0 | 0
03.05. | 22 | 1248.5686 |  | 1248.5686 | 0 | 0 | 0 | 0
03.05. | 23 | 1194.3901 |  | 1194.3901 | 0 | 0 | 0 | 0
03.05. | 24 | 1243.6433 |  | 1243.6433 | 0 | 0 | 0 | 0
04.05. | 1 | 1219.0167 |  | 1219.0167 | 0 | 0 | 0 | 0
04.05. | 2 | 1236.2553 |  | 1236.2553 | 0 | 0 | 0 | 0
04.05. | 3 | 1182.0768 |  | 1182.0768 | 0 | 0 | 0 | 0
04.05. | 4 | 1159.9129 |  | 1159.9129 | 0 | 0 | 0 | 0
04.05. | 5 | 1157.4502 |  | 1157.4502 | 0 | 0 | 0 | 0
04.05. | 6 | 1157.4502 |  | 1157.4502 | 0 | 0 | 0 | 0
04.05. | 7 | 1194.3901 |  | 1194.3901 | 0 | 0 | 0 | 0
04.05. | 8 | 1164.8382 |  | 1164.8382 | 0 | 0 | 0 | 0
04.05. | 9 | 1145.1369 |  | 1145.1369 | 0 | 0 | 0 | 0
04.05. | 10 | 1076.1824 |  | 1076.1824 | 0 | 0 | 0 | 0
04.05. | 11 | 1100.809 |  | 1100.809 | 0 | 0 | 0 | 0
04.05. | 12 | 1076.1824 |  | 1076.1824 | 0 | 0 | 0 | 0
04.05. | 13 | 1073.7198 |  | 1073.7198 | 0 | 0 | 0 | 0
04.05. | 14 | 1088.4957 |  | 1088.4957 | 0 | 0 | 0 | 0
04.05. | 15 | 1073.7198 |  | 1073.7198 | 0 | 0 | 0 | 0
04.05. | 16 | 1058.9438 |  | 1058.9438 | 0 | 0 | 0 | 0
04.05. | 17 | 1081.1077 |  | 1081.1077 | 0 | 0 | 0 | 0
04.05. | 18 | 1120.5103 |  | 1120.5103 | 0 | 0 | 0 | 0
04.05. | 19 | 1164.8382 |  | 1164.8382 | 0 | 0 | 0 | 0
04.05. | 20 | 1238.718 |  | 1238.718 | 0 | 0 | 0 | 0
04.05. | 21 | 1241.1806 |  | 1241.1806 | 0 | 0 | 0 | 0
04.05. | 22 | 1233.7927 |  | 1233.7927 | 0 | 0 | 0 | 0
04.05. | 23 | 1231.33 |  | 1231.33 | 0 | 0 | 0 | 0
04.05. | 24 | 1228.8673 |  | 1228.8673 | 0 | 0 | 0 | 0
05.05. | 1 | 1199.3154 |  | 1199.3154 | 0 | 0 | 0 | 0
05.05. | 2 | 1189.4648 |  | 1189.4648 | 0 | 0 | 0 | 0
05.05. | 3 | 1191.9274 |  | 1191.9274 | 0 | 0 | 0 | 0
05.05. | 4 | 1204.2407 |  | 1204.2407 | 0 | 0 | 0 | 0
05.05. | 5 | 1204.2407 |  | 1204.2407 | 0 | 0 | 0 | 0
05.05. | 6 | 1196.8528 |  | 1196.8528 | 0 | 0 | 0 | 0
05.05. | 7 | 1196.8528 |  | 1196.8528 | 0 | 0 | 0 | 0
05.05. | 8 | 1174.6888 |  | 1174.6888 | 0 | 0 | 0 | 0
05.05. | 9 | 1125.4356 |  | 1125.4356 | 0 | 0 | 0 | 0
05.05. | 10 | 1122.973 |  | 1122.973 | 0 | 0 | 0 | 0
05.05. | 11 | 1100.809 |  | 1100.809 | 0 | 0 | 0 | 0
05.05. | 12 | 1098.3464 |  | 1098.3464 | 0 | 0 | 0 | 0
05.05. | 13 | 1073.7198 |  | 1073.7198 | 0 | 0 | 0 | 0
05.05. | 14 | 1054.0185 |  | 1054.0185 | 0 | 0 | 0 | 0
05.05. | 15 | 1058.9438 |  | 1058.9438 | 0 | 0 | 0 | 0
05.05. | 16 | 1071.2571 |  | 1071.2571 | 0 | 0 | 0 | 0
05.05. | 17 | 1081.1077 |  | 1081.1077 | 0 | 0 | 0 | 0
05.05. | 18 | 1113.1223 |  | 1113.1223 | 0 | 0 | 0 | 0
05.05. | 19 | 1135.2863 |  | 1135.2863 | 0 | 0 | 0 | 0
05.05. | 20 | 1226.4047 |  | 1226.4047 | 0 | 0 | 0 | 0
05.05. | 21 | 1243.6433 |  | 1243.6433 | 0 | 0 | 0 | 0
05.05. | 22 | 1233.7927 |  | 1233.7927 | 0 | 0 | 0 | 0
05.05. | 23 | 1216.554 |  | 1216.554 | 0 | 0 | 0 | 0
05.05. | 24 | 1223.942 |  | 1223.942 | 0 | 0 | 0 | 0
06.05. | 1 | 1184.5395 |  | 1184.5395 | 0 | 0 | 0 | 0
06.05. | 2 | 1182.0768 |  | 1182.0768 | 0 | 0 | 0 | 0
06.05. | 3 | 1177.1515 |  | 1177.1515 | 0 | 0 | 0 | 0
06.05. | 4 | 1174.6888 |  | 1174.6888 | 0 | 0 | 0 | 0
06.05. | 5 | 1172.2262 |  | 1172.2262 | 0 | 0 | 0 | 0
06.05. | 6 | 1167.3008 |  | 1167.3008 | 0 | 0 | 0 | 0
06.05. | 7 | 1174.6888 |  | 1174.6888 | 0 | 0 | 0 | 0
06.05. | 8 | 1174.6888 |  | 1174.6888 | 0 | 0 | 0 | 0
06.05. | 9 | 1140.2116 |  | 1140.2116 | 0 | 0 | 0 | 0
06.05. | 10 | 1034.3172 |  | 1034.3172 | 0 | 0 | 0 | 0
06.05. | 11 | 1044.1678 |  | 1044.1678 | 0 | 0 | 0 | 0
06.05. | 12 | 970.288 |  | 970.288 | 0 | 0 | 0 | 0
06.05. | 13 | 962.9001 |  | 962.9001 | 0 | 0 | 0 | 0
06.05. | 14 | 975.2134 |  | 975.2134 | 0 | 0 | 0 | 0
06.05. | 15 | 960.4374 |  | 960.4374 | 0 | 0 | 0 | 0
06.05. | 16 | 957.9747 |  | 957.9747 | 0 | 0 | 0 | 0
06.05. | 17 | 965.3627 |  | 965.3627 | 0 | 0 | 0 | 0
06.05. | 18 | 1029.3919 |  | 1029.3919 | 0 | 0 | 0 | 0
06.05. | 19 | 1098.3464 |  | 1098.3464 | 0 | 0 | 0 | 0
06.05. | 20 | 1233.7927 |  | 1233.7927 | 0 | 0 | 0 | 0
06.05. | 21 | 1246.106 |  | 1246.106 | 0 | 0 | 0 | 0
06.05. | 22 | 1248.5686 |  | 1248.5686 | 0 | 0 | 0 | 0
06.05. | 23 | 1226.4047 |  | 1226.4047 | 0 | 0 | 0 | 0
06.05. | 24 | 1236.2553 |  | 1236.2553 | 0 | 0 | 0 | 0
07.05. | 1 | 1211.6287 |  | 1211.6287 | 0 | 0 | 0 | 0
07.05. | 2 | 1204.2407 |  | 1204.2407 | 0 | 0 | 0 | 0
07.05. | 3 | 1209.1661 |  | 1209.1661 | 0 | 0 | 0 | 0
07.05. | 4 | 1221.4794 |  | 1221.4794 | 0 | 0 | 0 | 0
07.05. | 5 | 1270.7326 |  | 1270.7326 | 0 | 0 | 0 | 0
07.05. | 6 | 1273.1952 |  | 1273.1952 | 0 | 0 | 0 | 0
07.05. | 7 | 1243.6433 |  | 1243.6433 | 0 | 0 | 0 | 0
07.05. | 8 | 1243.6433 |  | 1243.6433 | 0 | 0 | 0 | 0
07.05. | 9 | 1199.3154 |  | 1199.3154 | 0 | 0 | 0 | 0
07.05. | 10 | 1125.4356 |  | 1125.4356 | 0 | 0 | 0 | 0
07.05. | 11 | 1093.421 |  | 1093.421 | 0 | 0 | 0 | 0
07.05. | 12 | 1095.8837 |  | 1095.8837 | 0 | 0 | 0 | 0
07.05. | 13 | 1108.197 |  | 1108.197 | 0 | 0 | 0 | 0
07.05. | 14 | 1110.6597 |  | 1110.6597 | 0 | 0 | 0 | 0
07.05. | 15 | 1090.9584 |  | 1090.9584 | 0 | 0 | 0 | 0
07.05. | 16 | 1049.0932 |  | 1049.0932 | 0 | 0 | 0 | 0
07.05. | 17 | 1066.3318 |  | 1066.3318 | 0 | 0 | 0 | 0
07.05. | 18 | 1125.4356 |  | 1125.4356 | 0 | 0 | 0 | 0
07.05. | 19 | 1157.4502 |  | 1157.4502 | 0 | 0 | 0 | 0
07.05. | 20 | 1221.4794 |  | 1221.4794 | 0 | 0 | 0 | 0
07.05. | 21 | 1258.4193 |  | 1258.4193 | 0 | 0 | 0 | 0
07.05. | 22 | 1268.2699 |  | 1268.2699 | 0 | 0 | 0 | 0
07.05. | 23 | 1236.2553 |  | 1236.2553 | 0 | 0 | 0 | 0
07.05. | 24 | 1172.2262 |  | 1172.2262 | 0 | 0 | 0 | 0
08.05. | 1 | 1174.6888 |  | 1174.6888 | 0 | 0 | 0 | 0
08.05. | 2 | 1172.2262 |  | 1172.2262 | 0 | 0 | 0 | 0
08.05. | 3 | 1167.3008 |  | 1167.3008 | 0 | 0 | 0 | 0
08.05. | 4 | 1167.3008 |  | 1167.3008 | 0 | 0 | 0 | 0
08.05. | 5 | 1174.6888 |  | 1174.6888 | 0 | 0 | 0 | 0
08.05. | 6 | 1194.3901 |  | 1194.3901 | 0 | 0 | 0 | 0
08.05. | 7 | 1211.6287 |  | 1211.6287 | 0 | 0 | 0 | 0
08.05. | 8 | 1201.7781 |  | 1201.7781 | 0 | 0 | 0 | 0
08.05. | 9 | 1187.0021 |  | 1187.0021 | 0 | 0 | 0 | 0
08.05. | 10 | 1142.6742 |  | 1142.6742 | 0 | 0 | 0 | 0
08.05. | 11 | 1140.2116 |  | 1140.2116 | 0 | 0 | 0 | 0
08.05. | 12 | 1137.7489 |  | 1137.7489 | 0 | 0 | 0 | 0
08.05. | 13 | 1086.0331 |  | 1086.0331 | 0 | 0 | 0 | 0
08.05. | 14 | 1071.2571 |  | 1071.2571 | 0 | 0 | 0 | 0
08.05. | 15 | 1090.9584 |  | 1090.9584 | 0 | 0 | 0 | 0
08.05. | 16 | 1110.6597 |  | 1110.6597 | 0 | 0 | 0 | 0
08.05. | 17 | 1130.3609 |  | 1130.3609 | 0 | 0 | 0 | 0
08.05. | 18 | 1135.2863 |  | 1135.2863 | 0 | 0 | 0 | 0
08.05. | 19 | 1201.7781 |  | 1201.7781 | 0 | 0 | 0 | 0
08.05. | 20 | 1292.8965 |  | 1292.8965 | 0 | 0 | 0 | 0
08.05. | 21 | 1324.9111 |  | 1324.9111 | 0 | 0 | 0 | 0
08.05. | 22 | 1302.7471 |  | 1302.7471 | 0 | 0 | 0 | 0
08.05. | 23 | 1255.9566 |  | 1255.9566 | 0 | 0 | 0 | 0
08.05. | 24 | 1228.8673 |  | 1228.8673 | 0 | 0 | 0 | 0
09.05. | 1 | 1260.8819 |  | 1260.8819 | 0 | 0 | 0 | 0
09.05. | 2 | 1231.33 |  | 1231.33 | 0 | 0 | 0 | 0
09.05. | 3 | 1226.4047 |  | 1226.4047 | 0 | 0 | 0 | 0
09.05. | 4 | 1233.7927 |  | 1233.7927 | 0 | 0 | 0 | 0
09.05. | 5 | 1226.4047 |  | 1226.4047 | 0 | 0 | 0 | 0
09.05. | 6 | 1253.4939 |  | 1253.4939 | 0 | 0 | 0 | 0
09.05. | 7 | 1246.106 |  | 1246.106 | 0 | 0 | 0 | 0
09.05. | 8 | 1201.7781 |  | 1201.7781 | 0 | 0 | 0 | 0
09.05. | 9 | 1182.0768 |  | 1182.0768 | 0 | 0 | 0 | 0
09.05. | 10 | 1100.809 |  | 1100.809 | 0 | 0 | 0 | 0
09.05. | 11 | 1081.1077 |  | 1081.1077 | 0 | 0 | 0 | 0
09.05. | 12 | 1061.4065 |  | 1061.4065 | 0 | 0 | 0 | 0
09.05. | 13 | 1054.0185 |  | 1054.0185 | 0 | 0 | 0 | 0
09.05. | 14 | 1039.2425 |  | 1039.2425 | 0 | 0 | 0 | 0
09.05. | 15 | 1034.3172 |  | 1034.3172 | 0 | 0 | 0 | 0
09.05. | 16 | 1031.8545 |  | 1031.8545 | 0 | 0 | 0 | 0
09.05. | 17 | 1046.6305 |  | 1046.6305 | 0 | 0 | 0 | 0
09.05. | 18 | 1044.1678 |  | 1044.1678 | 0 | 0 | 0 | 0
09.05. | 19 | 1162.3755 |  | 1162.3755 | 0 | 0 | 0 | 0
09.05. | 20 | 1236.2553 |  | 1236.2553 | 0 | 0 | 0 | 0
09.05. | 21 | 1285.5085 |  | 1285.5085 | 0 | 0 | 0 | 0
09.05. | 22 | 1300.2845 |  | 1300.2845 | 0 | 0 | 0 | 0
09.05. | 23 | 1283.0459 |  | 1283.0459 | 0 | 0 | 0 | 0
09.05. | 24 | 1270.7326 |  | 1270.7326 | 0 | 0 | 0 | 0
10.05. | 1 | 1228.8673 |  | 1228.8673 | 0 | 0 | 0 | 0
10.05. | 2 | 1253.4939 |  | 1253.4939 | 0 | 0 | 0 | 0
10.05. | 3 | 1243.6433 |  | 1243.6433 | 0 | 0 | 0 | 0
10.05. | 4 | 1258.4193 |  | 1258.4193 | 0 | 0 | 0 | 0
10.05. | 5 | 1280.5832 |  | 1280.5832 | 0 | 0 | 0 | 0
10.05. | 6 | 1287.9712 |  | 1287.9712 | 0 | 0 | 0 | 0
10.05. | 7 | 1270.7326 |  | 1270.7326 | 0 | 0 | 0 | 0
10.05. | 8 | 1191.9274 |  | 1191.9274 | 0 | 0 | 0 | 0
10.05. | 9 | 1177.1515 |  | 1177.1515 | 0 | 0 | 0 | 0
10.05. | 10 | 1135.2863 |  | 1135.2863 | 0 | 0 | 0 | 0
10.05. | 11 | 1105.7343 |  | 1105.7343 | 0 | 0 | 0 | 0
10.05. | 12 | 1095.8837 |  | 1095.8837 | 0 | 0 | 0 | 0
10.05. | 13 | 1093.421 |  | 1093.421 | 0 | 0 | 0 | 0
10.05. | 14 | 1081.1077 |  | 1081.1077 | 0 | 0 | 0 | 0
10.05. | 15 | 1088.4957 |  | 1088.4957 | 0 | 0 | 0 | 0
10.05. | 16 | 1110.6597 |  | 1110.6597 | 0 | 0 | 0 | 0
10.05. | 17 | 1115.585 |  | 1115.585 | 0 | 0 | 0 | 0
10.05. | 18 | 1086.0331 |  | 1086.0331 | 0 | 0 | 0 | 0
10.05. | 19 | 1115.585 |  | 1115.585 | 0 | 0 | 0 | 0
10.05. | 20 | 1228.8673 |  | 1228.8673 | 0 | 0 | 0 | 0
10.05. | 21 | 1283.0459 |  | 1283.0459 | 0 | 0 | 0 | 0
10.05. | 22 | 1270.7326 |  | 1270.7326 | 0 | 0 | 0 | 0
10.05. | 23 | 1258.4193 |  | 1258.4193 | 0 | 0 | 0 | 0
10.05. | 24 | 1268.2699 |  | 1268.2699 | 0 | 0 | 0 | 0
11.05. | 1 | 1268.2699 |  | 1268.2699 | 0 | 0 | 0 | 0
11.05. | 2 | 1273.1952 |  | 1273.1952 | 0 | 0 | 0 | 0
11.05. | 3 | 1255.9566 |  | 1255.9566 | 0 | 0 | 0 | 0
11.05. | 4 | 1236.2553 |  | 1236.2553 | 0 | 0 | 0 | 0
11.05. | 5 | 1231.33 |  | 1231.33 | 0 | 0 | 0 | 0
11.05. | 6 | 1231.33 |  | 1231.33 | 0 | 0 | 0 | 0
11.05. | 7 | 1226.4047 |  | 1226.4047 | 0 | 0 | 0 | 0
11.05. | 8 | 1223.942 |  | 1223.942 | 0 | 0 | 0 | 0
11.05. | 9 | 1206.7034 |  | 1206.7034 | 0 | 0 | 0 | 0
11.05. | 10 | 1150.0622 |  | 1150.0622 | 0 | 0 | 0 | 0
11.05. | 11 | 1095.8837 |  | 1095.8837 | 0 | 0 | 0 | 0
11.05. | 12 | 955.5121 |  | 955.5121 | 0 | 0 | 0 | 0
11.05. | 13 | 960.4374 |  | 960.4374 | 0 | 0 | 0 | 0
11.05. | 14 | 906.2589 |  | 906.2589 | 0 | 0 | 0 | 0
11.05. | 15 | 876.707 |  | 876.707 | 0 | 0 | 0 | 0
11.05. | 16 | 884.0949 |  | 884.0949 | 0 | 0 | 0 | 0
11.05. | 17 | 1056.4811 |  | 1056.4811 | 0 | 0 | 0 | 0
11.05. | 18 | 1071.2571 |  | 1071.2571 | 0 | 0 | 0 | 0
11.05. | 19 | 1110.6597 |  | 1110.6597 | 0 | 0 | 0 | 0
11.05. | 20 | 1216.554 |  | 1216.554 | 0 | 0 | 0 | 0
11.05. | 21 | 1268.2699 |  | 1268.2699 | 0 | 0 | 0 | 0
11.05. | 22 | 1260.8819 |  | 1260.8819 | 0 | 0 | 0 | 0
11.05. | 23 | 1255.9566 |  | 1255.9566 | 0 | 0 | 0 | 0
11.05. | 24 | 1248.5686 |  | 1248.5686 | 0 | 0 | 0 | 0
12.05. | 1 | 1241.1806 |  | 1241.1806 | 0 | 0 | 0 | 0
12.05. | 2 | 1248.5686 |  | 1248.5686 | 0 | 0 | 0 | 0
12.05. | 3 | 1204.2407 |  | 1204.2407 | 0 | 0 | 0 | 0
12.05. | 4 | 1214.0914 |  | 1214.0914 | 0 | 0 | 0 | 0
12.05. | 5 | 1199.3154 |  | 1199.3154 | 0 | 0 | 0 | 0
12.05. | 6 | 1223.942 |  | 1223.942 | 0 | 0 | 0 | 0
12.05. | 7 | 1219.0167 |  | 1219.0167 | 0 | 0 | 0 | 0
12.05. | 8 | 1093.421 |  | 1093.421 | 0 | 0 | 0 | 0
12.05. | 9 | 997.3773 |  | 997.3773 | 0 | 0 | 0 | 0
12.05. | 10 | 970.288 |  | 970.288 | 0 | 0 | 0 | 0
12.05. | 11 | 953.0494 |  | 953.0494 | 0 | 0 | 0 | 0
12.05. | 12 | 950.5868 |  | 950.5868 | 0 | 0 | 0 | 0
12.05. | 13 | 943.1988 |  | 943.1988 | 0 | 0 | 0 | 0
12.05. | 14 | 933.3481 |  | 933.3481 | 0 | 0 | 0 | 0
12.05. | 15 | 923.4975 |  | 923.4975 | 0 | 0 | 0 | 0
12.05. | 16 | 925.9602 |  | 925.9602 | 0 | 0 | 0 | 0
12.05. | 17 | 994.9146 |  | 994.9146 | 0 | 0 | 0 | 0
12.05. | 18 | 985.064 |  | 985.064 | 0 | 0 | 0 | 0
12.05. | 19 | 1036.7799 |  | 1036.7799 | 0 | 0 | 0 | 0
12.05. | 20 | 1157.4502 |  | 1157.4502 | 0 | 0 | 0 | 0
12.05. | 21 | 1152.5249 |  | 1152.5249 | 0 | 0 | 0 | 0
12.05. | 22 | 1167.3008 |  | 1167.3008 | 0 | 0 | 0 | 0
12.05. | 23 | 1169.7635 |  | 1169.7635 | 0 | 0 | 0 | 0
12.05. | 24 | 1122.973 |  | 1122.973 | 0 | 0 | 0 | 0
13.05. | 1 | 1132.8236 |  | 1132.8236 | 0 | 0 | 0 | 0
13.05. | 2 | 1105.7343 |  | 1105.7343 | 0 | 0 | 0 | 0
13.05. | 3 | 1105.7343 |  | 1105.7343 | 0 | 0 | 0 | 0
13.05. | 4 | 1103.2717 |  | 1103.2717 | 0 | 0 | 0 | 0
13.05. | 5 | 1103.2717 |  | 1103.2717 | 0 | 0 | 0 | 0
13.05. | 6 | 1132.8236 |  | 1132.8236 | 0 | 0 | 0 | 0
13.05. | 7 | 1125.4356 |  | 1125.4356 | 0 | 0 | 0 | 0
13.05. | 8 | 1078.6451 |  | 1078.6451 | 0 | 0 | 0 | 0
13.05. | 9 | 1009.6906 |  | 1009.6906 | 0 | 0 | 0 | 0
13.05. | 10 | 985.064 |  | 985.064 | 0 | 0 | 0 | 0
13.05. | 11 | 980.1387 |  | 980.1387 | 0 | 0 | 0 | 0
13.05. | 12 | 985.064 |  | 985.064 | 0 | 0 | 0 | 0
13.05. | 13 | 985.064 |  | 985.064 | 0 | 0 | 0 | 0
13.05. | 14 | 967.8254 |  | 967.8254 | 0 | 0 | 0 | 0
13.05. | 15 | 977.676 |  | 977.676 | 0 | 0 | 0 | 0
13.05. | 16 | 980.1387 |  | 980.1387 | 0 | 0 | 0 | 0
13.05. | 17 | 985.064 |  | 985.064 | 0 | 0 | 0 | 0
13.05. | 18 | 962.9001 |  | 962.9001 | 0 | 0 | 0 | 0
13.05. | 19 | 997.3773 |  | 997.3773 | 0 | 0 | 0 | 0
13.05. | 20 | 1103.2717 |  | 1103.2717 | 0 | 0 | 0 | 0
13.05. | 21 | 1152.5249 |  | 1152.5249 | 0 | 0 | 0 | 0
13.05. | 22 | 1147.5996 |  | 1147.5996 | 0 | 0 | 0 | 0
13.05. | 23 | 1130.3609 |  | 1130.3609 | 0 | 0 | 0 | 0
13.05. | 24 | 1122.973 |  | 1122.973 | 0 | 0 | 0 | 0
14.05. | 1 | 1122.973 |  | 1122.973 | 0 | 0 | 0 | 0
14.05. | 2 | 1132.8236 |  | 1132.8236 | 0 | 0 | 0 | 0
14.05. | 3 | 1120.5103 |  | 1120.5103 | 0 | 0 | 0 | 0
14.05. | 4 | 1100.809 |  | 1100.809 | 0 | 0 | 0 | 0
14.05. | 5 | 1086.0331 |  | 1086.0331 | 0 | 0 | 0 | 0
14.05. | 6 | 1118.0476 |  | 1118.0476 | 0 | 0 | 0 | 0
14.05. | 7 | 1145.1369 |  | 1145.1369 | 0 | 0 | 0 | 0
14.05. | 8 | 1137.7489 |  | 1137.7489 | 0 | 0 | 0 | 0
14.05. | 9 | 1110.6597 |  | 1110.6597 | 0 | 0 | 0 | 0
14.05. | 10 | 1054.0185 |  | 1054.0185 | 0 | 0 | 0 | 0
14.05. | 11 | 1009.6906 |  | 1009.6906 | 0 | 0 | 0 | 0
14.05. | 12 | 982.6013 |  | 982.6013 | 0 | 0 | 0 | 0
14.05. | 13 | 985.064 |  | 985.064 | 0 | 0 | 0 | 0
14.05. | 14 | 960.4374 |  | 960.4374 | 0 | 0 | 0 | 0
14.05. | 15 | 967.8254 |  | 967.8254 | 0 | 0 | 0 | 0
14.05. | 16 | 970.288 |  | 970.288 | 0 | 0 | 0 | 0
14.05. | 17 | 982.6013 |  | 982.6013 | 0 | 0 | 0 | 0
14.05. | 18 | 1041.7052 |  | 1041.7052 | 0 | 0 | 0 | 0
14.05. | 19 | 1078.6451 |  | 1078.6451 | 0 | 0 | 0 | 0
14.05. | 20 | 1145.1369 |  | 1145.1369 | 0 | 0 | 0 | 0
14.05. | 21 | 1174.6888 |  | 1174.6888 | 0 | 0 | 0 | 0
14.05. | 22 | 1191.9274 |  | 1191.9274 | 0 | 0 | 0 | 0
14.05. | 23 | 1182.0768 |  | 1182.0768 | 0 | 0 | 0 | 0
14.05. | 24 | 1142.6742 |  | 1142.6742 | 0 | 0 | 0 | 0
15.05. | 1 | 1150.0622 |  | 1150.0622 | 0 | 0 | 0 | 0
15.05. | 2 | 1093.421 |  | 1093.421 | 0 | 0 | 0 | 0
15.05. | 3 | 1071.2571 |  | 1071.2571 | 0 | 0 | 0 | 0
15.05. | 4 | 1061.4065 |  | 1061.4065 | 0 | 0 | 0 | 0
15.05. | 5 | 1073.7198 |  | 1073.7198 | 0 | 0 | 0 | 0
15.05. | 6 | 1135.2863 |  | 1135.2863 | 0 | 0 | 0 | 0
15.05. | 7 | 1142.6742 |  | 1142.6742 | 0 | 0 | 0 | 0
15.05. | 8 | 1098.3464 |  | 1098.3464 | 0 | 0 | 0 | 0
15.05. | 9 | 1044.1678 |  | 1044.1678 | 0 | 0 | 0 | 0
15.05. | 10 | 1009.6906 |  | 1009.6906 | 0 | 0 | 0 | 0
15.05. | 11 | 997.3773 |  | 997.3773 | 0 | 0 | 0 | 0
15.05. | 12 | 999.84 |  | 999.84 | 0 | 0 | 0 | 0
15.05. | 13 | 1029.3919 |  | 1029.3919 | 0 | 0 | 0 | 0
15.05. | 14 | 1034.3172 |  | 1034.3172 | 0 | 0 | 0 | 0
15.05. | 15 | 1039.2425 |  | 1039.2425 | 0 | 0 | 0 | 0
15.05. | 16 | 1036.7799 |  | 1036.7799 | 0 | 0 | 0 | 0
15.05. | 17 | 1036.7799 |  | 1036.7799 | 0 | 0 | 0 | 0
15.05. | 18 | 997.3773 |  | 997.3773 | 0 | 0 | 0 | 0
15.05. | 19 | 1041.7052 |  | 1041.7052 | 0 | 0 | 0 | 0
15.05. | 20 | 1137.7489 |  | 1137.7489 | 0 | 0 | 0 | 0
15.05. | 21 | 1169.7635 |  | 1169.7635 | 0 | 0 | 0 | 0
15.05. | 22 | 1172.2262 |  | 1172.2262 | 0 | 0 | 0 | 0
15.05. | 23 | 1177.1515 |  | 1177.1515 | 0 | 0 | 0 | 0
15.05. | 24 | 1154.9875 |  | 1154.9875 | 0 | 0 | 0 | 0
16.05. | 1 | 1135.2863 |  | 1135.2863 | 0 | 0 | 0 | 0
16.05. | 2 | 1105.7343 |  | 1105.7343 | 0 | 0 | 0 | 0
16.05. | 3 | 1122.973 |  | 1122.973 | 0 | 0 | 0 | 0
16.05. | 4 | 1127.8983 |  | 1127.8983 | 0 | 0 | 0 | 0
16.05. | 5 | 1115.585 |  | 1115.585 | 0 | 0 | 0 | 0
16.05. | 6 | 1137.7489 |  | 1137.7489 | 0 | 0 | 0 | 0
16.05. | 7 | 1127.8983 |  | 1127.8983 | 0 | 0 | 0 | 0
16.05. | 8 | 1103.2717 |  | 1103.2717 | 0 | 0 | 0 | 0
16.05. | 9 | 1054.0185 |  | 1054.0185 | 0 | 0 | 0 | 0
16.05. | 10 | 1031.8545 |  | 1031.8545 | 0 | 0 | 0 | 0
16.05. | 11 | 1029.3919 |  | 1029.3919 | 0 | 0 | 0 | 0
16.05. | 12 | 1002.3026 |  | 1002.3026 | 0 | 0 | 0 | 0
16.05. | 13 | 992.452 |  | 992.452 | 0 | 0 | 0 | 0
16.05. | 14 | 980.1387 |  | 980.1387 | 0 | 0 | 0 | 0
16.05. | 15 | 982.6013 |  | 982.6013 | 0 | 0 | 0 | 0
16.05. | 16 | 999.84 |  | 999.84 | 0 | 0 | 0 | 0
16.05. | 17 | 1024.4666 |  | 1024.4666 | 0 | 0 | 0 | 0
16.05. | 18 | 1044.1678 |  | 1044.1678 | 0 | 0 | 0 | 0
16.05. | 19 | 1090.9584 |  | 1090.9584 | 0 | 0 | 0 | 0
16.05. | 20 | 1122.973 |  | 1122.973 | 0 | 0 | 0 | 0
16.05. | 21 | 1196.8528 |  | 1196.8528 | 0 | 0 | 0 | 0
16.05. | 22 | 1179.6141 |  | 1179.6141 | 0 | 0 | 0 | 0
16.05. | 23 | 1169.7635 |  | 1169.7635 | 0 | 0 | 0 | 0
16.05. | 24 | 1179.6141 |  | 1179.6141 | 0 | 0 | 0 | 0
17.05. | 1 | 1182.0768 |  | 1182.0768 | 0 | 0 | 0 | 0
17.05. | 2 | 1174.6888 |  | 1174.6888 | 0 | 0 | 0 | 0
17.05. | 3 | 1164.8382 |  | 1164.8382 | 0 | 0 | 0 | 0
17.05. | 4 | 1177.1515 |  | 1177.1515 | 0 | 0 | 0 | 0
17.05. | 5 | 1169.7635 |  | 1169.7635 | 0 | 0 | 0 | 0
17.05. | 6 | 1182.0768 |  | 1182.0768 | 0 | 0 | 0 | 0
17.05. | 7 | 1174.6888 |  | 1174.6888 | 0 | 0 | 0 | 0
17.05. | 8 | 1174.6888 |  | 1174.6888 | 0 | 0 | 0 | 0
17.05. | 9 | 1081.1077 |  | 1081.1077 | 0 | 0 | 0 | 0
17.05. | 10 | 1049.0932 |  | 1049.0932 | 0 | 0 | 0 | 0
17.05. | 11 | 1014.6159 |  | 1014.6159 | 0 | 0 | 0 | 0
17.05. | 12 | 1036.7799 |  | 1036.7799 | 0 | 0 | 0 | 0
17.05. | 13 | 994.9146 |  | 994.9146 | 0 | 0 | 0 | 0
17.05. | 14 | 1019.5412 |  | 1019.5412 | 0 | 0 | 0 | 0
17.05. | 15 | 1017.0786 |  | 1017.0786 | 0 | 0 | 0 | 0
17.05. | 16 | 1017.0786 |  | 1017.0786 | 0 | 0 | 0 | 0
17.05. | 17 | 1012.1533 |  | 1012.1533 | 0 | 0 | 0 | 0
17.05. | 18 | 1019.5412 |  | 1019.5412 | 0 | 0 | 0 | 0
17.05. | 19 | 1093.421 |  | 1093.421 | 0 | 0 | 0 | 0
17.05. | 20 | 1201.7781 |  | 1201.7781 | 0 | 0 | 0 | 0
17.05. | 21 | 1258.4193 |  | 1258.4193 | 0 | 0 | 0 | 0
17.05. | 22 | 1258.4193 |  | 1258.4193 | 0 | 0 | 0 | 0
17.05. | 23 | 1228.8673 |  | 1228.8673 | 0 | 0 | 0 | 0
17.05. | 24 | 1221.4794 |  | 1221.4794 | 0 | 0 | 0 | 0
18.05. | 1 | 1221.4794 |  | 1221.4794 | 0 | 0 | 0 | 0
18.05. | 2 | 1228.8673 |  | 1228.8673 | 0 | 0 | 0 | 0
18.05. | 3 | 1228.8673 |  | 1228.8673 | 0 | 0 | 0 | 0
18.05. | 4 | 1199.3154 |  | 1199.3154 | 0 | 0 | 0 | 0
18.05. | 5 | 1201.7781 |  | 1201.7781 | 0 | 0 | 0 | 0
18.05. | 6 | 1233.7927 |  | 1233.7927 | 0 | 0 | 0 | 0
18.05. | 7 | 1236.2553 |  | 1236.2553 | 0 | 0 | 0 | 0
18.05. | 8 | 1191.9274 |  | 1191.9274 | 0 | 0 | 0 | 0
18.05. | 9 | 1115.585 |  | 1115.585 | 0 | 0 | 0 | 0
18.05. | 10 | 1083.5704 |  | 1083.5704 | 0 | 0 | 0 | 0
18.05. | 11 | 1100.809 |  | 1100.809 | 0 | 0 | 0 | 0
18.05. | 12 | 1115.585 |  | 1115.585 | 0 | 0 | 0 | 0
18.05. | 13 | 1098.3464 |  | 1098.3464 | 0 | 0 | 0 | 0
18.05. | 14 | 1031.8545 |  | 1031.8545 | 0 | 0 | 0 | 0
18.05. | 15 | 1012.1533 |  | 1012.1533 | 0 | 0 | 0 | 0
18.05. | 16 | 1054.0185 |  | 1054.0185 | 0 | 0 | 0 | 0
18.05. | 17 | 1073.7198 |  | 1073.7198 | 0 | 0 | 0 | 0
18.05. | 18 | 1103.2717 |  | 1103.2717 | 0 | 0 | 0 | 0
18.05. | 19 | 1142.6742 |  | 1142.6742 | 0 | 0 | 0 | 0
18.05. | 20 | 1209.1661 |  | 1209.1661 | 0 | 0 | 0 | 0
18.05. | 21 | 1280.5832 |  | 1280.5832 | 0 | 0 | 0 | 0
18.05. | 22 | 1241.1806 |  | 1241.1806 | 0 | 0 | 0 | 0
18.05. | 23 | 1223.942 |  | 1223.942 | 0 | 0 | 0 | 0
18.05. | 24 | 1206.7034 |  | 1206.7034 | 0 | 0 | 0 | 0
19.05. | 1 | 1204.2407 |  | 1204.2407 | 0 | 0 | 0 | 0
19.05. | 2 | 1211.6287 |  | 1211.6287 | 0 | 0 | 0 | 0
19.05. | 3 | 1184.5395 |  | 1184.5395 | 0 | 0 | 0 | 0
19.05. | 4 | 1184.5395 |  | 1184.5395 | 0 | 0 | 0 | 0
19.05. | 5 | 1135.2863 |  | 1135.2863 | 0 | 0 | 0 | 0
19.05. | 6 | 1147.5996 |  | 1147.5996 | 0 | 0 | 0 | 0
19.05. | 7 | 1177.1515 |  | 1177.1515 | 0 | 0 | 0 | 0
19.05. | 8 | 1140.2116 |  | 1140.2116 | 0 | 0 | 0 | 0
19.05. | 9 | 1086.0331 |  | 1086.0331 | 0 | 0 | 0 | 0
19.05. | 10 | 1090.9584 |  | 1090.9584 | 0 | 0 | 0 | 0
19.05. | 11 | 1058.9438 |  | 1058.9438 | 0 | 0 | 0 | 0
19.05. | 12 | 1076.1824 |  | 1076.1824 | 0 | 0 | 0 | 0
19.05. | 13 | 1068.7944 |  | 1068.7944 | 0 | 0 | 0 | 0
19.05. | 14 | 1014.6159 |  | 1014.6159 | 0 | 0 | 0 | 0
19.05. | 15 | 994.9146 |  | 994.9146 | 0 | 0 | 0 | 0
19.05. | 16 | 999.84 |  | 999.84 | 0 | 0 | 0 | 0
19.05. | 17 | 1093.421 |  | 1093.421 | 0 | 0 | 0 | 0
19.05. | 18 | 1113.1223 |  | 1113.1223 | 0 | 0 | 0 | 0
19.05. | 19 | 1169.7635 |  | 1169.7635 | 0 | 0 | 0 | 0
19.05. | 20 | 1184.5395 |  | 1184.5395 | 0 | 0 | 0 | 0
19.05. | 21 | 1273.1952 |  | 1273.1952 | 0 | 0 | 0 | 0
19.05. | 22 | 1265.8072 |  | 1265.8072 | 0 | 0 | 0 | 0
19.05. | 23 | 1258.4193 |  | 1258.4193 | 0 | 0 | 0 | 0
19.05. | 24 | 1214.0914 |  | 1214.0914 | 0 | 0 | 0 | 0
20.05. | 1 | 1162.3755 |  | 1162.3755 | 0 | 0 | 0 | 0
20.05. | 2 | 1152.5249 |  | 1152.5249 | 0 | 0 | 0 | 0
20.05. | 3 | 1135.2863 |  | 1135.2863 | 0 | 0 | 0 | 0
20.05. | 4 | 1135.2863 |  | 1135.2863 | 0 | 0 | 0 | 0
20.05. | 5 | 1127.8983 |  | 1127.8983 | 0 | 0 | 0 | 0
20.05. | 6 | 1130.3609 |  | 1130.3609 | 0 | 0 | 0 | 0
20.05. | 7 | 1098.3464 |  | 1098.3464 | 0 | 0 | 0 | 0
20.05. | 8 | 1095.8837 |  | 1095.8837 | 0 | 0 | 0 | 0
20.05. | 9 | 1081.1077 |  | 1081.1077 | 0 | 0 | 0 | 0
20.05. | 10 | 1086.0331 |  | 1086.0331 | 0 | 0 | 0 | 0
20.05. | 11 | 1073.7198 |  | 1073.7198 | 0 | 0 | 0 | 0
20.05. | 12 | 1076.1824 |  | 1076.1824 | 0 | 0 | 0 | 0
20.05. | 13 | 1046.6305 |  | 1046.6305 | 0 | 0 | 0 | 0
20.05. | 14 | 1034.3172 |  | 1034.3172 | 0 | 0 | 0 | 0
20.05. | 15 | 1029.3919 |  | 1029.3919 | 0 | 0 | 0 | 0
20.05. | 16 | 1031.8545 |  | 1031.8545 | 0 | 0 | 0 | 0
20.05. | 17 | 1036.7799 |  | 1036.7799 | 0 | 0 | 0 | 0
20.05. | 18 | 1054.0185 |  | 1054.0185 | 0 | 0 | 0 | 0
20.05. | 19 | 1108.197 |  | 1108.197 | 0 | 0 | 0 | 0
20.05. | 20 | 1211.6287 |  | 1211.6287 | 0 | 0 | 0 | 0
20.05. | 21 | 1273.1952 |  | 1273.1952 | 0 | 0 | 0 | 0
20.05. | 22 | 1283.0459 |  | 1283.0459 | 0 | 0 | 0 | 0
20.05. | 23 | 1241.1806 |  | 1241.1806 | 0 | 0 | 0 | 0
20.05. | 24 | 1263.3446 |  | 1263.3446 | 0 | 0 | 0 | 0
21.05. | 1 | 1253.4939 |  | 1253.4939 | 0 | 0 | 0 | 0
21.05. | 2 | 1255.9566 |  | 1255.9566 | 0 | 0 | 0 | 0
21.05. | 3 | 1238.718 |  | 1238.718 | 0 | 0 | 0 | 0
21.05. | 4 | 1236.2553 |  | 1236.2553 | 0 | 0 | 0 | 0
21.05. | 5 | 1219.0167 |  | 1219.0167 | 0 | 0 | 0 | 0
21.05. | 6 | 1221.4794 |  | 1221.4794 | 0 | 0 | 0 | 0
21.05. | 7 | 1201.7781 |  | 1201.7781 | 0 | 0 | 0 | 0
21.05. | 8 | 1211.6287 |  | 1211.6287 | 0 | 0 | 0 | 0
21.05. | 9 | 1152.5249 |  | 1152.5249 | 0 | 0 | 0 | 0
21.05. | 10 | 1145.1369 |  | 1145.1369 | 0 | 0 | 0 | 0
21.05. | 11 | 1118.0476 |  | 1118.0476 | 0 | 0 | 0 | 0
21.05. | 12 | 1115.585 |  | 1115.585 | 0 | 0 | 0 | 0
21.05. | 13 | 1118.0476 |  | 1118.0476 | 0 | 0 | 0 | 0
21.05. | 14 | 1125.4356 |  | 1125.4356 | 0 | 0 | 0 | 0
21.05. | 15 | 1105.7343 |  | 1105.7343 | 0 | 0 | 0 | 0
21.05. | 16 | 1113.1223 |  | 1113.1223 | 0 | 0 | 0 | 0
21.05. | 17 | 1135.2863 |  | 1135.2863 | 0 | 0 | 0 | 0
21.05. | 18 | 1157.4502 |  | 1157.4502 | 0 | 0 | 0 | 0
21.05. | 19 | 1142.6742 |  | 1142.6742 | 0 | 0 | 0 | 0
21.05. | 20 | 1152.5249 |  | 1152.5249 | 0 | 0 | 0 | 0
21.05. | 21 | 1191.9274 |  | 1191.9274 | 0 | 0 | 0 | 0
21.05. | 22 | 1169.7635 |  | 1169.7635 | 0 | 0 | 0 | 0
21.05. | 23 | 1177.1515 |  | 1177.1515 | 0 | 0 | 0 | 0
21.05. | 24 | 1191.9274 |  | 1191.9274 | 0 | 0 | 0 | 0
22.05. | 1 | 1243.6433 |  | 1243.6433 | 0 | 0 | 0 | 0
22.05. | 2 | 1233.7927 |  | 1233.7927 | 0 | 0 | 0 | 0
22.05. | 3 | 1253.4939 |  | 1253.4939 | 0 | 0 | 0 | 0
22.05. | 4 | 1253.4939 |  | 1253.4939 | 0 | 0 | 0 | 0
22.05. | 5 | 1231.33 |  | 1231.33 | 0 | 0 | 0 | 0
22.05. | 6 | 1226.4047 |  | 1226.4047 | 0 | 0 | 0 | 0
22.05. | 7 | 1211.6287 |  | 1211.6287 | 0 | 0 | 0 | 0
22.05. | 8 | 1201.7781 |  | 1201.7781 | 0 | 0 | 0 | 0
22.05. | 9 | 1103.2717 |  | 1103.2717 | 0 | 0 | 0 | 0
22.05. | 10 | 1135.2863 |  | 1135.2863 | 0 | 0 | 0 | 0
22.05. | 11 | 1113.1223 |  | 1113.1223 | 0 | 0 | 0 | 0
22.05. | 12 | 1110.6597 |  | 1110.6597 | 0 | 0 | 0 | 0
22.05. | 13 | 1098.3464 |  | 1098.3464 | 0 | 0 | 0 | 0
22.05. | 14 | 1095.8837 |  | 1095.8837 | 0 | 0 | 0 | 0
22.05. | 15 | 1073.7198 |  | 1073.7198 | 0 | 0 | 0 | 0
22.05. | 16 | 1078.6451 |  | 1078.6451 | 0 | 0 | 0 | 0
22.05. | 17 | 1127.8983 |  | 1127.8983 | 0 | 0 | 0 | 0
22.05. | 18 | 1154.9875 |  | 1154.9875 | 0 | 0 | 0 | 0
22.05. | 19 | 1199.3154 |  | 1199.3154 | 0 | 0 | 0 | 0
22.05. | 20 | 1283.0459 |  | 1283.0459 | 0 | 0 | 0 | 0
22.05. | 21 | 1305.2098 |  | 1305.2098 | 0 | 0 | 0 | 0
22.05. | 22 | 1307.6725 |  | 1307.6725 | 0 | 0 | 0 | 0
22.05. | 23 | 1297.8218 |  | 1297.8218 | 0 | 0 | 0 | 0
22.05. | 24 | 1287.9712 |  | 1287.9712 | 0 | 0 | 0 | 0
23.05. | 1 | 1280.5832 |  | 1280.5832 | 0 | 0 | 0 | 0
23.05. | 2 | 1278.1205 |  | 1278.1205 | 0 | 0 | 0 | 0
23.05. | 3 | 1270.7326 |  | 1270.7326 | 0 | 0 | 0 | 0
23.05. | 4 | 1263.3446 |  | 1263.3446 | 0 | 0 | 0 | 0
23.05. | 5 | 1280.5832 |  | 1280.5832 | 0 | 0 | 0 | 0
23.05. | 6 | 1285.5085 |  | 1285.5085 | 0 | 0 | 0 | 0
23.05. | 7 | 1310.1351 |  | 1310.1351 | 0 | 0 | 0 | 0
23.05. | 8 | 1270.7326 |  | 1270.7326 | 0 | 0 | 0 | 0
23.05. | 9 | 1243.6433 |  | 1243.6433 | 0 | 0 | 0 | 0
23.05. | 10 | 1265.8072 |  | 1265.8072 | 0 | 0 | 0 | 0
23.05. | 11 | 1233.7927 |  | 1233.7927 | 0 | 0 | 0 | 0
23.05. | 12 | 1184.5395 |  | 1184.5395 | 0 | 0 | 0 | 0
23.05. | 13 | 1201.7781 |  | 1201.7781 | 0 | 0 | 0 | 0
23.05. | 14 | 1209.1661 |  | 1209.1661 | 0 | 0 | 0 | 0
23.05. | 15 | 1154.9875 |  | 1154.9875 | 0 | 0 | 0 | 0
23.05. | 16 | 1182.0768 |  | 1182.0768 | 0 | 0 | 0 | 0
23.05. | 17 | 1187.0021 |  | 1187.0021 | 0 | 0 | 0 | 0
23.05. | 18 | 1179.6141 |  | 1179.6141 | 0 | 0 | 0 | 0
23.05. | 19 | 1246.106 |  | 1246.106 | 0 | 0 | 0 | 0
23.05. | 20 | 1255.9566 |  | 1255.9566 | 0 | 0 | 0 | 0
23.05. | 21 | 1317.5231 |  | 1317.5231 | 0 | 0 | 0 | 0
23.05. | 22 | 1324.9111 |  | 1324.9111 | 0 | 0 | 0 | 0
23.05. | 23 | 1337.2244 |  | 1337.2244 | 0 | 0 | 0 | 0
23.05. | 24 | 1349.5377 |  | 1349.5377 | 0 | 0 | 0 | 0
24.05. | 1 | 1349.5377 |  | 1349.5377 | 0 | 0 | 0 | 0
24.05. | 2 | 1319.9858 |  | 1319.9858 | 0 | 0 | 0 | 0
24.05. | 3 | 1312.5978 |  | 1312.5978 | 0 | 0 | 0 | 0
24.05. | 4 | 1278.1205 |  | 1278.1205 | 0 | 0 | 0 | 0
24.05. | 5 | 1280.5832 |  | 1280.5832 | 0 | 0 | 0 | 0
24.05. | 6 | 1310.1351 |  | 1310.1351 | 0 | 0 | 0 | 0
24.05. | 7 | 1305.2098 |  | 1305.2098 | 0 | 0 | 0 | 0
24.05. | 8 | 1315.0604 |  | 1315.0604 | 0 | 0 | 0 | 0
24.05. | 9 | 1241.1806 |  | 1241.1806 | 0 | 0 | 0 | 0
24.05. | 10 | 1219.0167 |  | 1219.0167 | 0 | 0 | 0 | 0
24.05. | 11 | 1167.3008 |  | 1167.3008 | 0 | 0 | 0 | 0
24.05. | 12 | 1130.3609 |  | 1130.3609 | 0 | 0 | 0 | 0
24.05. | 13 | 1118.0476 |  | 1118.0476 | 0 | 0 | 0 | 0
24.05. | 14 | 1132.8236 |  | 1132.8236 | 0 | 0 | 0 | 0
24.05. | 15 | 1120.5103 |  | 1120.5103 | 0 | 0 | 0 | 0
24.05. | 16 | 1142.6742 |  | 1142.6742 | 0 | 0 | 0 | 0
24.05. | 17 | 1172.2262 |  | 1172.2262 | 0 | 0 | 0 | 0
24.05. | 18 | 1206.7034 |  | 1206.7034 | 0 | 0 | 0 | 0
24.05. | 19 | 1219.0167 |  | 1219.0167 | 0 | 0 | 0 | 0
24.05. | 20 | 1305.2098 |  | 1305.2098 | 0 | 0 | 0 | 0
24.05. | 21 | 1339.687 |  | 1339.687 | 0 | 0 | 0 | 0
24.05. | 22 | 1332.2991 |  | 1332.2991 | 0 | 0 | 0 | 0
24.05. | 23 | 1329.8364 |  | 1329.8364 | 0 | 0 | 0 | 0
24.05. | 24 | 1310.1351 |  | 1310.1351 | 0 | 0 | 0 | 0
25.05. | 1 | 1297.8218 |  | 1297.8218 | 0 | 0 | 0 | 0
25.05. | 2 | 1297.8218 |  | 1297.8218 | 0 | 0 | 0 | 0
25.05. | 3 | 1270.7326 |  | 1270.7326 | 0 | 0 | 0 | 0
25.05. | 4 | 1280.5832 |  | 1280.5832 | 0 | 0 | 0 | 0
25.05. | 5 | 1283.0459 |  | 1283.0459 | 0 | 0 | 0 | 0
25.05. | 6 | 1292.8965 |  | 1292.8965 | 0 | 0 | 0 | 0
25.05. | 7 | 1255.9566 |  | 1255.9566 | 0 | 0 | 0 | 0
25.05. | 8 | 1223.942 |  | 1223.942 | 0 | 0 | 0 | 0
25.05. | 9 | 1194.3901 |  | 1194.3901 | 0 | 0 | 0 | 0
25.05. | 10 | 1150.0622 |  | 1150.0622 | 0 | 0 | 0 | 0
25.05. | 11 | 1120.5103 |  | 1120.5103 | 0 | 0 | 0 | 0
25.05. | 12 | 1086.0331 |  | 1086.0331 | 0 | 0 | 0 | 0
25.05. | 13 | 1090.9584 |  | 1090.9584 | 0 | 0 | 0 | 0
25.05. | 14 | 1071.2571 |  | 1071.2571 | 0 | 0 | 0 | 0
25.05. | 15 | 1093.421 |  | 1093.421 | 0 | 0 | 0 | 0
25.05. | 16 | 1100.809 |  | 1100.809 | 0 | 0 | 0 | 0
25.05. | 17 | 1157.4502 |  | 1157.4502 | 0 | 0 | 0 | 0
25.05. | 18 | 1164.8382 |  | 1164.8382 | 0 | 0 | 0 | 0
25.05. | 19 | 1228.8673 |  | 1228.8673 | 0 | 0 | 0 | 0
25.05. | 20 | 1265.8072 |  | 1265.8072 | 0 | 0 | 0 | 0
25.05. | 21 | 1344.6124 |  | 1344.6124 | 0 | 0 | 0 | 0
25.05. | 22 | 1339.687 |  | 1339.687 | 0 | 0 | 0 | 0
25.05. | 23 | 1352.0003 |  | 1352.0003 | 0 | 0 | 0 | 0
25.05. | 24 | 1344.6124 |  | 1344.6124 | 0 | 0 | 0 | 0
26.05. | 1 | 1337.2244 |  | 1337.2244 | 0 | 0 | 0 | 0
26.05. | 2 | 1334.7617 |  | 1334.7617 | 0 | 0 | 0 | 0
26.05. | 3 | 1329.8364 |  | 1329.8364 | 0 | 0 | 0 | 0
26.05. | 4 | 1322.4484 |  | 1322.4484 | 0 | 0 | 0 | 0
26.05. | 5 | 1322.4484 |  | 1322.4484 | 0 | 0 | 0 | 0
26.05. | 6 | 1349.5377 |  | 1349.5377 | 0 | 0 | 0 | 0
26.05. | 7 | 1280.5832 |  | 1280.5832 | 0 | 0 | 0 | 0
26.05. | 8 | 1258.4193 |  | 1258.4193 | 0 | 0 | 0 | 0
26.05. | 9 | 1238.718 |  | 1238.718 | 0 | 0 | 0 | 0
26.05. | 10 | 1177.1515 |  | 1177.1515 | 0 | 0 | 0 | 0
26.05. | 11 | 1162.3755 |  | 1162.3755 | 0 | 0 | 0 | 0
26.05. | 12 | 1157.4502 |  | 1157.4502 | 0 | 0 | 0 | 0
26.05. | 13 | 1137.7489 |  | 1137.7489 | 0 | 0 | 0 | 0
26.05. | 14 | 1122.973 |  | 1122.973 | 0 | 0 | 0 | 0
26.05. | 15 | 1108.197 |  | 1108.197 | 0 | 0 | 0 | 0
26.05. | 16 | 1118.0476 |  | 1118.0476 | 0 | 0 | 0 | 0
26.05. | 17 | 1135.2863 |  | 1135.2863 | 0 | 0 | 0 | 0
26.05. | 18 | 1221.4794 |  | 1221.4794 | 0 | 0 | 0 | 0
26.05. | 19 | 1265.8072 |  | 1265.8072 | 0 | 0 | 0 | 0
26.05. | 20 | 1280.5832 |  | 1280.5832 | 0 | 0 | 0 | 0
26.05. | 21 | 1283.0459 |  | 1283.0459 | 0 | 0 | 0 | 0
26.05. | 22 | 1273.1952 |  | 1273.1952 | 0 | 0 | 0 | 0
26.05. | 23 | 1275.6579 |  | 1275.6579 | 0 | 0 | 0 | 0
26.05. | 24 | 1255.9566 |  | 1255.9566 | 0 | 0 | 0 | 0
27.05. | 1 | 1231.33 |  | 1231.33 | 0 | 0 | 0 | 0
27.05. | 2 | 1226.4047 |  | 1226.4047 | 0 | 0 | 0 | 0
27.05. | 3 | 1246.106 |  | 1246.106 | 0 | 0 | 0 | 0
27.05. | 4 | 1238.718 |  | 1238.718 | 0 | 0 | 0 | 0
27.05. | 5 | 1226.4047 |  | 1226.4047 | 0 | 0 | 0 | 0
27.05. | 6 | 1228.8673 |  | 1228.8673 | 0 | 0 | 0 | 0
27.05. | 7 | 1233.7927 |  | 1233.7927 | 0 | 0 | 0 | 0
27.05. | 8 | 1174.6888 |  | 1174.6888 | 0 | 0 | 0 | 0
27.05. | 9 | 1130.3609 |  | 1130.3609 | 0 | 0 | 0 | 0
27.05. | 10 | 1120.5103 |  | 1120.5103 | 0 | 0 | 0 | 0
27.05. | 11 | 1122.973 |  | 1122.973 | 0 | 0 | 0 | 0
27.05. | 12 | 1140.2116 |  | 1140.2116 | 0 | 0 | 0 | 0
27.05. | 13 | 1177.1515 |  | 1177.1515 | 0 | 0 | 0 | 0
27.05. | 14 | 1199.3154 |  | 1199.3154 | 0 | 0 | 0 | 0
27.05. | 15 | 1167.3008 |  | 1167.3008 | 0 | 0 | 0 | 0
27.05. | 16 | 1159.9129 |  | 1159.9129 | 0 | 0 | 0 | 0
27.05. | 17 | 1157.4502 |  | 1157.4502 | 0 | 0 | 0 | 0
27.05. | 18 | 1174.6888 |  | 1174.6888 | 0 | 0 | 0 | 0
27.05. | 19 | 1191.9274 |  | 1191.9274 | 0 | 0 | 0 | 0
27.05. | 20 | 1226.4047 |  | 1226.4047 | 0 | 0 | 0 | 0
27.05. | 21 | 1317.5231 |  | 1317.5231 | 0 | 0 | 0 | 0
27.05. | 22 | 1317.5231 |  | 1317.5231 | 0 | 0 | 0 | 0
27.05. | 23 | 1315.0604 |  | 1315.0604 | 0 | 0 | 0 | 0
27.05. | 24 | 1273.1952 |  | 1273.1952 | 0 | 0 | 0 | 0
28.05. | 1 | 1273.1952 |  | 1273.1952 | 0 | 0 | 0 | 0
28.05. | 2 | 1278.1205 |  | 1278.1205 | 0 | 0 | 0 | 0
28.05. | 3 | 1265.8072 |  | 1265.8072 | 0 | 0 | 0 | 0
28.05. | 4 | 1270.7326 |  | 1270.7326 | 0 | 0 | 0 | 0
28.05. | 5 | 1268.2699 |  | 1268.2699 | 0 | 0 | 0 | 0
28.05. | 6 | 1302.7471 |  | 1302.7471 | 0 | 0 | 0 | 0
28.05. | 7 | 1255.9566 |  | 1255.9566 | 0 | 0 | 0 | 0
28.05. | 8 | 1270.7326 |  | 1270.7326 | 0 | 0 | 0 | 0
28.05. | 9 | 1228.8673 |  | 1228.8673 | 0 | 0 | 0 | 0
28.05. | 10 | 1228.8673 |  | 1228.8673 | 0 | 0 | 0 | 0
28.05. | 11 | 1223.942 |  | 1223.942 | 0 | 0 | 0 | 0
28.05. | 12 | 1228.8673 |  | 1228.8673 | 0 | 0 | 0 | 0
28.05. | 13 | 1236.2553 |  | 1236.2553 | 0 | 0 | 0 | 0
28.05. | 14 | 1248.5686 |  | 1248.5686 | 0 | 0 | 0 | 0
28.05. | 15 | 1238.718 |  | 1238.718 | 0 | 0 | 0 | 0
28.05. | 16 | 1243.6433 |  | 1243.6433 | 0 | 0 | 0 | 0
28.05. | 17 | 1236.2553 |  | 1236.2553 | 0 | 0 | 0 | 0
28.05. | 18 | 1251.0313 |  | 1251.0313 | 0 | 0 | 0 | 0
28.05. | 19 | 1265.8072 |  | 1265.8072 | 0 | 0 | 0 | 0
28.05. | 20 | 1273.1952 |  | 1273.1952 | 0 | 0 | 0 | 0
28.05. | 21 | 1312.5978 |  | 1312.5978 | 0 | 0 | 0 | 0
28.05. | 22 | 1302.7471 |  | 1302.7471 | 0 | 0 | 0 | 0
28.05. | 23 | 1315.0604 |  | 1315.0604 | 0 | 0 | 0 | 0
28.05. | 24 | 1329.8364 |  | 1329.8364 | 0 | 0 | 0 | 0
29.05. | 1 | 1312.5978 |  | 1312.5978 | 0 | 0 | 0 | 0
29.05. | 2 | 1307.6725 |  | 1307.6725 | 0 | 0 | 0 | 0
29.05. | 3 | 1290.4338 |  | 1290.4338 | 0 | 0 | 0 | 0
29.05. | 4 | 1312.5978 |  | 1312.5978 | 0 | 0 | 0 | 0
29.05. | 5 | 1305.2098 |  | 1305.2098 | 0 | 0 | 0 | 0
29.05. | 6 | 1315.0604 |  | 1315.0604 | 0 | 0 | 0 | 0
29.05. | 7 | 1268.2699 |  | 1268.2699 | 0 | 0 | 0 | 0
29.05. | 8 | 1258.4193 |  | 1258.4193 | 0 | 0 | 0 | 0
29.05. | 9 | 1251.0313 |  | 1251.0313 | 0 | 0 | 0 | 0
29.05. | 10 | 1297.8218 |  | 1297.8218 | 0 | 0 | 0 | 0
29.05. | 11 | 1221.4794 |  | 1221.4794 | 0 | 0 | 0 | 0
29.05. | 12 | 1233.7927 |  | 1233.7927 | 0 | 0 | 0 | 0
29.05. | 13 | 1231.33 |  | 1231.33 | 0 | 0 | 0 | 0
29.05. | 14 | 1209.1661 |  | 1209.1661 | 0 | 0 | 0 | 0
29.05. | 15 | 1226.4047 |  | 1226.4047 | 0 | 0 | 0 | 0
29.05. | 16 | 1243.6433 |  | 1243.6433 | 0 | 0 | 0 | 0
29.05. | 17 | 1243.6433 |  | 1243.6433 | 0 | 0 | 0 | 0
29.05. | 18 | 1238.718 |  | 1238.718 | 0 | 0 | 0 | 0
29.05. | 19 | 1285.5085 |  | 1285.5085 | 0 | 0 | 0 | 0
29.05. | 20 | 1290.4338 |  | 1290.4338 | 0 | 0 | 0 | 0
29.05. | 21 | 1334.7617 |  | 1334.7617 | 0 | 0 | 0 | 0
29.05. | 22 | 1356.9257 |  | 1356.9257 | 0 | 0 | 0 | 0
29.05. | 23 | 1354.463 |  | 1354.463 | 0 | 0 | 0 | 0
29.05. | 24 | 1315.0604 |  | 1315.0604 | 0 | 0 | 0 | 0
30.05. | 1 | 1315.0604 |  | 1315.0604 | 0 | 0 | 0 | 0
30.05. | 2 | 1315.0604 |  | 1315.0604 | 0 | 0 | 0 | 0
30.05. | 3 | 1312.5978 |  | 1312.5978 | 0 | 0 | 0 | 0
30.05. | 4 | 1312.5978 |  | 1312.5978 | 0 | 0 | 0 | 0
30.05. | 5 | 1312.5978 |  | 1312.5978 | 0 | 0 | 0 | 0
30.05. | 6 | 1307.6725 |  | 1307.6725 | 0 | 0 | 0 | 0
30.05. | 7 | 1280.5832 |  | 1280.5832 | 0 | 0 | 0 | 0
30.05. | 8 | 1253.4939 |  | 1253.4939 | 0 | 0 | 0 | 0
30.05. | 9 | 1248.5686 |  | 1248.5686 | 0 | 0 | 0 | 0
30.05. | 10 | 1204.2407 |  | 1204.2407 | 0 | 0 | 0 | 0
30.05. | 11 | 1164.8382 |  | 1164.8382 | 0 | 0 | 0 | 0
30.05. | 12 | 1140.2116 |  | 1140.2116 | 0 | 0 | 0 | 0
30.05. | 13 | 1142.6742 |  | 1142.6742 | 0 | 0 | 0 | 0
30.05. | 14 | 1108.197 |  | 1108.197 | 0 | 0 | 0 | 0
30.05. | 15 | 1086.0331 |  | 1086.0331 | 0 | 0 | 0 | 0
30.05. | 16 | 1140.2116 |  | 1140.2116 | 0 | 0 | 0 | 0
30.05. | 17 | 1189.4648 |  | 1189.4648 | 0 | 0 | 0 | 0
30.05. | 18 | 1169.7635 |  | 1169.7635 | 0 | 0 | 0 | 0
30.05. | 19 | 1191.9274 |  | 1191.9274 | 0 | 0 | 0 | 0
30.05. | 20 | 1223.942 |  | 1223.942 | 0 | 0 | 0 | 0
30.05. | 21 | 1273.1952 |  | 1273.1952 | 0 | 0 | 0 | 0
30.05. | 22 | 1246.106 |  | 1246.106 | 0 | 0 | 0 | 0
30.05. | 23 | 1228.8673 |  | 1228.8673 | 0 | 0 | 0 | 0
30.05. | 24 | 1211.6287 |  | 1211.6287 | 0 | 0 | 0 | 0
31.05. | 1 | 1211.6287 |  | 1211.6287 | 0 | 0 | 0 | 0
31.05. | 2 | 1209.1661 |  | 1209.1661 | 0 | 0 | 0 | 0
31.05. | 3 | 1206.7034 |  | 1206.7034 | 0 | 0 | 0 | 0
31.05. | 4 | 1199.3154 |  | 1199.3154 | 0 | 0 | 0 | 0
31.05. | 5 | 1194.3901 |  | 1194.3901 | 0 | 0 | 0 | 0
31.05. | 6 | 1206.7034 |  | 1206.7034 | 0 | 0 | 0 | 0
31.05. | 7 | 1150.0622 |  | 1150.0622 | 0 | 0 | 0 | 0
31.05. | 8 | 1132.8236 |  | 1132.8236 | 0 | 0 | 0 | 0
31.05. | 9 | 1162.3755 |  | 1162.3755 | 0 | 0 | 0 | 0
31.05. | 10 | 1118.0476 |  | 1118.0476 | 0 | 0 | 0 | 0
31.05. | 11 | 1132.8236 |  | 1132.8236 | 0 | 0 | 0 | 0
31.05. | 12 | 1083.5704 |  | 1083.5704 | 0 | 0 | 0 | 0
31.05. | 13 | 1083.5704 |  | 1083.5704 | 0 | 0 | 0 | 0
31.05. | 14 | 1100.809 |  | 1100.809 | 0 | 0 | 0 | 0
31.05. | 15 | 1164.8382 |  | 1164.8382 | 0 | 0 | 0 | 0
31.05. | 16 | 1187.0021 |  | 1187.0021 | 0 | 0 | 0 | 0
31.05. | 17 | 1211.6287 |  | 1211.6287 | 0 | 0 | 0 | 0
31.05. | 18 | 1248.5686 |  | 1248.5686 | 0 | 0 | 0 | 0
31.05. | 19 | 1255.9566 |  | 1255.9566 | 0 | 0 | 0 | 0
31.05. | 20 | 1292.8965 |  | 1292.8965 | 0 | 0 | 0 | 0
31.05. | 21 | 1347.075 |  | 1347.075 | 0 | 0 | 0 | 0
31.05. | 22 | 1344.6124 |  | 1344.6124 | 0 | 0 | 0 | 0
31.05. | 23 | 1332.2991 |  | 1332.2991 | 0 | 0 | 0 | 0
31.05. | 24 | 1164.8382 |  | 1164.8382 | 0 | 0 | 0 | 0
01.06. | 1 | 1154.9875 |  | 1154.9875 | 0 | 0 | 0 | 0
01.06. | 2 | 1113.1223 |  | 1113.1223 | 0 | 0 | 0 | 0
01.06. | 3 | 1093.421 |  | 1093.421 | 0 | 0 | 0 | 0
01.06. | 4 | 1088.4957 |  | 1088.4957 | 0 | 0 | 0 | 0
01.06. | 5 | 1130.3609 |  | 1130.3609 | 0 | 0 | 0 | 0
01.06. | 6 | 1152.5249 |  | 1152.5249 | 0 | 0 | 0 | 0
01.06. | 7 | 1125.4356 |  | 1125.4356 | 0 | 0 | 0 | 0
01.06. | 8 | 1145.1369 |  | 1145.1369 | 0 | 0 | 0 | 0
01.06. | 9 | 1110.6597 |  | 1110.6597 | 0 | 0 | 0 | 0
01.06. | 10 | 1086.0331 |  | 1086.0331 | 0 | 0 | 0 | 0
01.06. | 11 | 1068.7944 |  | 1068.7944 | 0 | 0 | 0 | 0
01.06. | 12 | 1068.7944 |  | 1068.7944 | 0 | 0 | 0 | 0
01.06. | 13 | 1063.8691 |  | 1063.8691 | 0 | 0 | 0 | 0
01.06. | 14 | 1090.9584 |  | 1090.9584 | 0 | 0 | 0 | 0
01.06. | 15 | 1105.7343 |  | 1105.7343 | 0 | 0 | 0 | 0
01.06. | 16 | 1105.7343 |  | 1105.7343 | 0 | 0 | 0 | 0
01.06. | 17 | 1058.9438 |  | 1058.9438 | 0 | 0 | 0 | 0
01.06. | 18 | 1036.7799 |  | 1036.7799 | 0 | 0 | 0 | 0
01.06. | 19 | 1122.973 |  | 1122.973 | 0 | 0 | 0 | 0
01.06. | 20 | 1154.9875 |  | 1154.9875 | 0 | 0 | 0 | 0
01.06. | 21 | 1231.33 |  | 1231.33 | 0 | 0 | 0 | 0
01.06. | 22 | 1233.7927 |  | 1233.7927 | 0 | 0 | 0 | 0
01.06. | 23 | 1196.8528 |  | 1196.8528 | 0 | 0 | 0 | 0
01.06. | 24 | 1169.7635 |  | 1169.7635 | 0 | 0 | 0 | 0
02.06. | 1 | 1140.2116 |  | 1140.2116 | 0 | 0 | 0 | 0
02.06. | 2 | 1184.5395 |  | 1184.5395 | 0 | 0 | 0 | 0
02.06. | 3 | 1194.3901 |  | 1194.3901 | 0 | 0 | 0 | 0
02.06. | 4 | 1187.0021 |  | 1187.0021 | 0 | 0 | 0 | 0
02.06. | 5 | 1209.1661 |  | 1209.1661 | 0 | 0 | 0 | 0
02.06. | 6 | 1194.3901 |  | 1194.3901 | 0 | 0 | 0 | 0
02.06. | 7 | 1162.3755 |  | 1162.3755 | 0 | 0 | 0 | 0
02.06. | 8 | 1152.5249 |  | 1152.5249 | 0 | 0 | 0 | 0
02.06. | 9 | 1103.2717 |  | 1103.2717 | 0 | 0 | 0 | 0
02.06. | 10 | 1103.2717 |  | 1103.2717 | 0 | 0 | 0 | 0
02.06. | 11 | 1086.0331 |  | 1086.0331 | 0 | 0 | 0 | 0
02.06. | 12 | 1071.2571 |  | 1071.2571 | 0 | 0 | 0 | 0
02.06. | 13 | 1066.3318 |  | 1066.3318 | 0 | 0 | 0 | 0
02.06. | 14 | 1063.8691 |  | 1063.8691 | 0 | 0 | 0 | 0
02.06. | 15 | 1078.6451 |  | 1078.6451 | 0 | 0 | 0 | 0
02.06. | 16 | 1088.4957 |  | 1088.4957 | 0 | 0 | 0 | 0
02.06. | 17 | 1090.9584 |  | 1090.9584 | 0 | 0 | 0 | 0
02.06. | 18 | 1118.0476 |  | 1118.0476 | 0 | 0 | 0 | 0
02.06. | 19 | 1142.6742 |  | 1142.6742 | 0 | 0 | 0 | 0
02.06. | 20 | 1184.5395 |  | 1184.5395 | 0 | 0 | 0 | 0
02.06. | 21 | 1258.4193 |  | 1258.4193 | 0 | 0 | 0 | 0
02.06. | 22 | 1260.8819 |  | 1260.8819 | 0 | 0 | 0 | 0
02.06. | 23 | 1231.33 |  | 1231.33 | 0 | 0 | 0 | 0
02.06. | 24 | 1194.3901 |  | 1194.3901 | 0 | 0 | 0 | 0
03.06. | 1 | 1189.4648 |  | 1189.4648 | 0 | 0 | 0 | 0
03.06. | 2 | 1184.5395 |  | 1184.5395 | 0 | 0 | 0 | 0
03.06. | 3 | 1182.0768 |  | 1182.0768 | 0 | 0 | 0 | 0
03.06. | 4 | 1191.9274 |  | 1191.9274 | 0 | 0 | 0 | 0
03.06. | 5 | 1179.6141 |  | 1179.6141 | 0 | 0 | 0 | 0
03.06. | 6 | 1189.4648 |  | 1189.4648 | 0 | 0 | 0 | 0
03.06. | 7 | 1167.3008 |  | 1167.3008 | 0 | 0 | 0 | 0
03.06. | 8 | 1066.3318 |  | 1066.3318 | 0 | 0 | 0 | 0
03.06. | 9 | 1054.0185 |  | 1054.0185 | 0 | 0 | 0 | 0
03.06. | 10 | 1002.3026 |  | 1002.3026 | 0 | 0 | 0 | 0
03.06. | 11 | 970.288 |  | 970.288 | 0 | 0 | 0 | 0
03.06. | 12 | 962.9001 |  | 962.9001 | 0 | 0 | 0 | 0
03.06. | 13 | 953.0494 |  | 953.0494 | 0 | 0 | 0 | 0
03.06. | 14 | 948.1241 |  | 948.1241 | 0 | 0 | 0 | 0
03.06. | 15 | 962.9001 |  | 962.9001 | 0 | 0 | 0 | 0
03.06. | 16 | 967.8254 |  | 967.8254 | 0 | 0 | 0 | 0
03.06. | 17 | 980.1387 |  | 980.1387 | 0 | 0 | 0 | 0
03.06. | 18 | 1044.1678 |  | 1044.1678 | 0 | 0 | 0 | 0
03.06. | 19 | 1056.4811 |  | 1056.4811 | 0 | 0 | 0 | 0
03.06. | 20 | 1093.421 |  | 1093.421 | 0 | 0 | 0 | 0
03.06. | 21 | 1157.4502 |  | 1157.4502 | 0 | 0 | 0 | 0
03.06. | 22 | 1150.0622 |  | 1150.0622 | 0 | 0 | 0 | 0
03.06. | 23 | 1179.6141 |  | 1179.6141 | 0 | 0 | 0 | 0
03.06. | 24 | 1159.9129 |  | 1159.9129 | 0 | 0 | 0 | 0
04.06. | 1 | 1184.5395 |  | 1184.5395 | 0 | 0 | 0 | 0
04.06. | 2 | 1191.9274 |  | 1191.9274 | 0 | 0 | 0 | 0
04.06. | 3 | 1191.9274 |  | 1191.9274 | 0 | 0 | 0 | 0
04.06. | 4 | 1194.3901 |  | 1194.3901 | 0 | 0 | 0 | 0
04.06. | 5 | 1189.4648 |  | 1189.4648 | 0 | 0 | 0 | 0
04.06. | 6 | 1182.0768 |  | 1182.0768 | 0 | 0 | 0 | 0
04.06. | 7 | 1179.6141 |  | 1179.6141 | 0 | 0 | 0 | 0
04.06. | 8 | 1189.4648 |  | 1189.4648 | 0 | 0 | 0 | 0
04.06. | 9 | 1103.2717 |  | 1103.2717 | 0 | 0 | 0 | 0
04.06. | 10 | 1140.2116 |  | 1140.2116 | 0 | 0 | 0 | 0
04.06. | 11 | 1083.5704 |  | 1083.5704 | 0 | 0 | 0 | 0
04.06. | 12 | 1078.6451 |  | 1078.6451 | 0 | 0 | 0 | 0
04.06. | 13 | 1073.7198 |  | 1073.7198 | 0 | 0 | 0 | 0
04.06. | 14 | 1081.1077 |  | 1081.1077 | 0 | 0 | 0 | 0
04.06. | 15 | 1066.3318 |  | 1066.3318 | 0 | 0 | 0 | 0
04.06. | 16 | 1095.8837 |  | 1095.8837 | 0 | 0 | 0 | 0
04.06. | 17 | 1122.973 |  | 1122.973 | 0 | 0 | 0 | 0
04.06. | 18 | 1132.8236 |  | 1132.8236 | 0 | 0 | 0 | 0
04.06. | 19 | 1164.8382 |  | 1164.8382 | 0 | 0 | 0 | 0
04.06. | 20 | 1189.4648 |  | 1189.4648 | 0 | 0 | 0 | 0
04.06. | 21 | 1194.3901 |  | 1194.3901 | 0 | 0 | 0 | 0
04.06. | 22 | 1194.3901 |  | 1194.3901 | 0 | 0 | 0 | 0
04.06. | 23 | 1189.4648 |  | 1189.4648 | 0 | 0 | 0 | 0
04.06. | 24 | 1191.9274 |  | 1191.9274 | 0 | 0 | 0 | 0
05.06. | 1 | 1196.8528 |  | 1196.8528 | 0 | 0 | 0 | 0
05.06. | 2 | 1196.8528 |  | 1196.8528 | 0 | 0 | 0 | 0
05.06. | 3 | 1196.8528 |  | 1196.8528 | 0 | 0 | 0 | 0
05.06. | 4 | 1191.9274 |  | 1191.9274 | 0 | 0 | 0 | 0
05.06. | 5 | 1189.4648 |  | 1189.4648 | 0 | 0 | 0 | 0
05.06. | 6 | 1184.5395 |  | 1184.5395 | 0 | 0 | 0 | 0
05.06. | 7 | 1110.6597 |  | 1110.6597 | 0 | 0 | 0 | 0
05.06. | 8 | 1115.585 |  | 1115.585 | 0 | 0 | 0 | 0
05.06. | 9 | 1120.5103 |  | 1120.5103 | 0 | 0 | 0 | 0
05.06. | 10 | 1071.2571 |  | 1071.2571 | 0 | 0 | 0 | 0
05.06. | 11 | 1019.5412 |  | 1019.5412 | 0 | 0 | 0 | 0
05.06. | 12 | 985.064 |  | 985.064 | 0 | 0 | 0 | 0
05.06. | 13 | 994.9146 |  | 994.9146 | 0 | 0 | 0 | 0
05.06. | 14 | 1041.7052 |  | 1041.7052 | 0 | 0 | 0 | 0
05.06. | 15 | 1054.0185 |  | 1054.0185 | 0 | 0 | 0 | 0
05.06. | 16 | 1073.7198 |  | 1073.7198 | 0 | 0 | 0 | 0
05.06. | 17 | 1090.9584 |  | 1090.9584 | 0 | 0 | 0 | 0
05.06. | 18 | 1105.7343 |  | 1105.7343 | 0 | 0 | 0 | 0
05.06. | 19 | 1145.1369 |  | 1145.1369 | 0 | 0 | 0 | 0
05.06. | 20 | 1115.585 |  | 1115.585 | 0 | 0 | 0 | 0
05.06. | 21 | 1187.0021 |  | 1187.0021 | 0 | 0 | 0 | 0
05.06. | 22 | 1214.0914 |  | 1214.0914 | 0 | 0 | 0 | 0
05.06. | 23 | 1228.8673 |  | 1228.8673 | 0 | 0 | 0 | 0
05.06. | 24 | 1231.33 |  | 1231.33 | 0 | 0 | 0 | 0
06.06. | 1 | 1214.0914 |  | 1214.0914 | 0 | 0 | 0 | 0
06.06. | 2 | 1201.7781 |  | 1201.7781 | 0 | 0 | 0 | 0
06.06. | 3 | 1201.7781 |  | 1201.7781 | 0 | 0 | 0 | 0
06.06. | 4 | 1196.8528 |  | 1196.8528 | 0 | 0 | 0 | 0
06.06. | 5 | 1206.7034 |  | 1206.7034 | 0 | 0 | 0 | 0
06.06. | 6 | 1211.6287 |  | 1211.6287 | 0 | 0 | 0 | 0
06.06. | 7 | 1211.6287 |  | 1211.6287 | 0 | 0 | 0 | 0
06.06. | 8 | 1187.0021 |  | 1187.0021 | 0 | 0 | 0 | 0
06.06. | 9 | 1182.0768 |  | 1182.0768 | 0 | 0 | 0 | 0
06.06. | 10 | 1191.9274 |  | 1191.9274 | 0 | 0 | 0 | 0
06.06. | 11 | 1216.554 |  | 1216.554 | 0 | 0 | 0 | 0
06.06. | 12 | 1209.1661 |  | 1209.1661 | 0 | 0 | 0 | 0
06.06. | 13 | 1201.7781 |  | 1201.7781 | 0 | 0 | 0 | 0
06.06. | 14 | 1154.9875 |  | 1154.9875 | 0 | 0 | 0 | 0
06.06. | 15 | 1142.6742 |  | 1142.6742 | 0 | 0 | 0 | 0
06.06. | 16 | 1145.1369 |  | 1145.1369 | 0 | 0 | 0 | 0
06.06. | 17 | 1167.3008 |  | 1167.3008 | 0 | 0 | 0 | 0
06.06. | 18 | 1169.7635 |  | 1169.7635 | 0 | 0 | 0 | 0
06.06. | 19 | 1182.0768 |  | 1182.0768 | 0 | 0 | 0 | 0
06.06. | 20 | 1231.33 |  | 1231.33 | 0 | 0 | 0 | 0
06.06. | 21 | 1248.5686 |  | 1248.5686 | 0 | 0 | 0 | 0
06.06. | 22 | 1241.1806 |  | 1241.1806 | 0 | 0 | 0 | 0
06.06. | 23 | 1228.8673 |  | 1228.8673 | 0 | 0 | 0 | 0
06.06. | 24 | 1194.3901 |  | 1194.3901 | 0 | 0 | 0 | 0
07.06. | 1 | 1194.3901 |  | 1194.3901 | 0 | 0 | 0 | 0
07.06. | 2 | 1201.7781 |  | 1201.7781 | 0 | 0 | 0 | 0
07.06. | 3 | 1177.1515 |  | 1177.1515 | 0 | 0 | 0 | 0
07.06. | 4 | 1174.6888 |  | 1174.6888 | 0 | 0 | 0 | 0
07.06. | 5 | 1174.6888 |  | 1174.6888 | 0 | 0 | 0 | 0
07.06. | 6 | 1191.9274 |  | 1191.9274 | 0 | 0 | 0 | 0
07.06. | 7 | 1191.9274 |  | 1191.9274 | 0 | 0 | 0 | 0
07.06. | 8 | 1196.8528 |  | 1196.8528 | 0 | 0 | 0 | 0
07.06. | 9 | 1122.973 |  | 1122.973 | 0 | 0 | 0 | 0
07.06. | 10 | 1113.1223 |  | 1113.1223 | 0 | 0 | 0 | 0
07.06. | 11 | 1093.421 |  | 1093.421 | 0 | 0 | 0 | 0
07.06. | 12 | 1098.3464 |  | 1098.3464 | 0 | 0 | 0 | 0
07.06. | 13 | 1100.809 |  | 1100.809 | 0 | 0 | 0 | 0
07.06. | 14 | 1118.0476 |  | 1118.0476 | 0 | 0 | 0 | 0
07.06. | 15 | 1095.8837 |  | 1095.8837 | 0 | 0 | 0 | 0
07.06. | 16 | 1098.3464 |  | 1098.3464 | 0 | 0 | 0 | 0
07.06. | 17 | 1120.5103 |  | 1120.5103 | 0 | 0 | 0 | 0
07.06. | 18 | 1132.8236 |  | 1132.8236 | 0 | 0 | 0 | 0
07.06. | 19 | 1174.6888 |  | 1174.6888 | 0 | 0 | 0 | 0
07.06. | 20 | 1231.33 |  | 1231.33 | 0 | 0 | 0 | 0
07.06. | 21 | 1246.106 |  | 1246.106 | 0 | 0 | 0 | 0
07.06. | 22 | 1243.6433 |  | 1243.6433 | 0 | 0 | 0 | 0
07.06. | 23 | 1238.718 |  | 1238.718 | 0 | 0 | 0 | 0
07.06. | 24 | 1219.0167 |  | 1219.0167 | 0 | 0 | 0 | 0
08.06. | 1 | 1214.0914 |  | 1214.0914 | 0 | 0 | 0 | 0
08.06. | 2 | 1189.4648 |  | 1189.4648 | 0 | 0 | 0 | 0
08.06. | 3 | 1184.5395 |  | 1184.5395 | 0 | 0 | 0 | 0
08.06. | 4 | 1182.0768 |  | 1182.0768 | 0 | 0 | 0 | 0
08.06. | 5 | 1177.1515 |  | 1177.1515 | 0 | 0 | 0 | 0
08.06. | 6 | 1187.0021 |  | 1187.0021 | 0 | 0 | 0 | 0
08.06. | 7 | 1132.8236 |  | 1132.8236 | 0 | 0 | 0 | 0
08.06. | 8 | 1140.2116 |  | 1140.2116 | 0 | 0 | 0 | 0
08.06. | 9 | 1110.6597 |  | 1110.6597 | 0 | 0 | 0 | 0
08.06. | 10 | 1100.809 |  | 1100.809 | 0 | 0 | 0 | 0
08.06. | 11 | 1076.1824 |  | 1076.1824 | 0 | 0 | 0 | 0
08.06. | 12 | 1068.7944 |  | 1068.7944 | 0 | 0 | 0 | 0
08.06. | 13 | 1088.4957 |  | 1088.4957 | 0 | 0 | 0 | 0
08.06. | 14 | 1088.4957 |  | 1088.4957 | 0 | 0 | 0 | 0
08.06. | 15 | 1100.809 |  | 1100.809 | 0 | 0 | 0 | 0
08.06. | 16 | 1125.4356 |  | 1125.4356 | 0 | 0 | 0 | 0
08.06. | 17 | 1127.8983 |  | 1127.8983 | 0 | 0 | 0 | 0
08.06. | 18 | 1127.8983 |  | 1127.8983 | 0 | 0 | 0 | 0
08.06. | 19 | 1172.2262 |  | 1172.2262 | 0 | 0 | 0 | 0
08.06. | 20 | 1201.7781 |  | 1201.7781 | 0 | 0 | 0 | 0
08.06. | 21 | 1270.7326 |  | 1270.7326 | 0 | 0 | 0 | 0
08.06. | 22 | 1270.7326 |  | 1270.7326 | 0 | 0 | 0 | 0
08.06. | 23 | 1278.1205 |  | 1278.1205 | 0 | 0 | 0 | 0
08.06. | 24 | 1211.6287 |  | 1211.6287 | 0 | 0 | 0 | 0
09.06. | 1 | 1223.942 |  | 1223.942 | 0 | 0 | 0 | 0
09.06. | 2 | 1223.942 |  | 1223.942 | 0 | 0 | 0 | 0
09.06. | 3 | 1223.942 |  | 1223.942 | 0 | 0 | 0 | 0
09.06. | 4 | 1216.554 |  | 1216.554 | 0 | 0 | 0 | 0
09.06. | 5 | 1223.942 |  | 1223.942 | 0 | 0 | 0 | 0
09.06. | 6 | 1236.2553 |  | 1236.2553 | 0 | 0 | 0 | 0
09.06. | 7 | 1204.2407 |  | 1204.2407 | 0 | 0 | 0 | 0
09.06. | 8 | 1187.0021 |  | 1187.0021 | 0 | 0 | 0 | 0
09.06. | 9 | 1182.0768 |  | 1182.0768 | 0 | 0 | 0 | 0
09.06. | 10 | 1199.3154 |  | 1199.3154 | 0 | 0 | 0 | 0
09.06. | 11 | 1169.7635 |  | 1169.7635 | 0 | 0 | 0 | 0
09.06. | 12 | 1152.5249 |  | 1152.5249 | 0 | 0 | 0 | 0
09.06. | 13 | 1157.4502 |  | 1157.4502 | 0 | 0 | 0 | 0
09.06. | 14 | 1157.4502 |  | 1157.4502 | 0 | 0 | 0 | 0
09.06. | 15 | 1127.8983 |  | 1127.8983 | 0 | 0 | 0 | 0
09.06. | 16 | 1122.973 |  | 1122.973 | 0 | 0 | 0 | 0
09.06. | 17 | 1199.3154 |  | 1199.3154 | 0 | 0 | 0 | 0
09.06. | 18 | 1177.1515 |  | 1177.1515 | 0 | 0 | 0 | 0
09.06. | 19 | 1209.1661 |  | 1209.1661 | 0 | 0 | 0 | 0
09.06. | 20 | 1255.9566 |  | 1255.9566 | 0 | 0 | 0 | 0
09.06. | 21 | 1305.2098 |  | 1305.2098 | 0 | 0 | 0 | 0
09.06. | 22 | 1332.2991 |  | 1332.2991 | 0 | 0 | 0 | 0
09.06. | 23 | 1287.9712 |  | 1287.9712 | 0 | 0 | 0 | 0
09.06. | 24 | 1310.1351 |  | 1310.1351 | 0 | 0 | 0 | 0
10.06. | 1 | 1251.0313 |  | 1251.0313 | 0 | 0 | 0 | 0
10.06. | 2 | 1219.0167 |  | 1219.0167 | 0 | 0 | 0 | 0
10.06. | 3 | 1219.0167 |  | 1219.0167 | 0 | 0 | 0 | 0
10.06. | 4 | 1243.6433 |  | 1243.6433 | 0 | 0 | 0 | 0
10.06. | 5 | 1214.0914 |  | 1214.0914 | 0 | 0 | 0 | 0
10.06. | 6 | 1233.7927 |  | 1233.7927 | 0 | 0 | 0 | 0
10.06. | 7 | 1223.942 |  | 1223.942 | 0 | 0 | 0 | 0
10.06. | 8 | 1201.7781 |  | 1201.7781 | 0 | 0 | 0 | 0
10.06. | 9 | 1194.3901 |  | 1194.3901 | 0 | 0 | 0 | 0
10.06. | 10 | 1172.2262 |  | 1172.2262 | 0 | 0 | 0 | 0
10.06. | 11 | 1135.2863 |  | 1135.2863 | 0 | 0 | 0 | 0
10.06. | 12 | 1125.4356 |  | 1125.4356 | 0 | 0 | 0 | 0
10.06. | 13 | 1125.4356 |  | 1125.4356 | 0 | 0 | 0 | 0
10.06. | 14 | 1125.4356 |  | 1125.4356 | 0 | 0 | 0 | 0
10.06. | 15 | 1125.4356 |  | 1125.4356 | 0 | 0 | 0 | 0
10.06. | 16 | 1130.3609 |  | 1130.3609 | 0 | 0 | 0 | 0
10.06. | 17 | 1147.5996 |  | 1147.5996 | 0 | 0 | 0 | 0
10.06. | 18 | 1172.2262 |  | 1172.2262 | 0 | 0 | 0 | 0
10.06. | 19 | 1219.0167 |  | 1219.0167 | 0 | 0 | 0 | 0
10.06. | 20 | 1307.6725 |  | 1307.6725 | 0 | 0 | 0 | 0
10.06. | 21 | 1310.1351 |  | 1310.1351 | 0 | 0 | 0 | 0
10.06. | 22 | 1292.8965 |  | 1292.8965 | 0 | 0 | 0 | 0
10.06. | 23 | 1300.2845 |  | 1300.2845 | 0 | 0 | 0 | 0
10.06. | 24 | 1305.2098 |  | 1305.2098 | 0 | 0 | 0 | 0
11.06. | 1 | 1292.8965 |  | 1292.8965 | 0 | 0 | 0 | 0
11.06. | 2 | 1275.6579 |  | 1275.6579 | 0 | 0 | 0 | 0
11.06. | 3 | 1285.5085 |  | 1285.5085 | 0 | 0 | 0 | 0
11.06. | 4 | 1283.0459 |  | 1283.0459 | 0 | 0 | 0 | 0
11.06. | 5 | 1283.0459 |  | 1283.0459 | 0 | 0 | 0 | 0
11.06. | 6 | 1223.942 |  | 1223.942 | 0 | 0 | 0 | 0
11.06. | 7 | 1167.3008 |  | 1167.3008 | 0 | 0 | 0 | 0
11.06. | 8 | 1152.5249 |  | 1152.5249 | 0 | 0 | 0 | 0
11.06. | 9 | 1177.1515 |  | 1177.1515 | 0 | 0 | 0 | 0
11.06. | 10 | 1184.5395 |  | 1184.5395 | 0 | 0 | 0 | 0
11.06. | 11 | 1184.5395 |  | 1184.5395 | 0 | 0 | 0 | 0
11.06. | 12 | 1206.7034 |  | 1206.7034 | 0 | 0 | 0 | 0
11.06. | 13 | 1191.9274 |  | 1191.9274 | 0 | 0 | 0 | 0
11.06. | 14 | 1189.4648 |  | 1189.4648 | 0 | 0 | 0 | 0
11.06. | 15 | 1184.5395 |  | 1184.5395 | 0 | 0 | 0 | 0
11.06. | 16 | 1194.3901 |  | 1194.3901 | 0 | 0 | 0 | 0
11.06. | 17 | 1206.7034 |  | 1206.7034 | 0 | 0 | 0 | 0
11.06. | 18 | 1177.1515 |  | 1177.1515 | 0 | 0 | 0 | 0
11.06. | 19 | 1209.1661 |  | 1209.1661 | 0 | 0 | 0 | 0
11.06. | 20 | 1238.718 |  | 1238.718 | 0 | 0 | 0 | 0
11.06. | 21 | 1317.5231 |  | 1317.5231 | 0 | 0 | 0 | 0
11.06. | 22 | 1305.2098 |  | 1305.2098 | 0 | 0 | 0 | 0
11.06. | 23 | 1292.8965 |  | 1292.8965 | 0 | 0 | 0 | 0
11.06. | 24 | 1297.8218 |  | 1297.8218 | 0 | 0 | 0 | 0
12.06. | 1 | 1246.106 |  | 1246.106 | 0 | 0 | 0 | 0
12.06. | 2 | 1223.942 |  | 1223.942 | 0 | 0 | 0 | 0
12.06. | 3 | 1216.554 |  | 1216.554 | 0 | 0 | 0 | 0
12.06. | 4 | 1206.7034 |  | 1206.7034 | 0 | 0 | 0 | 0
12.06. | 5 | 1211.6287 |  | 1211.6287 | 0 | 0 | 0 | 0
12.06. | 6 | 1236.2553 |  | 1236.2553 | 0 | 0 | 0 | 0
12.06. | 7 | 1191.9274 |  | 1191.9274 | 0 | 0 | 0 | 0
12.06. | 8 | 1187.0021 |  | 1187.0021 | 0 | 0 | 0 | 0
12.06. | 9 | 1182.0768 |  | 1182.0768 | 0 | 0 | 0 | 0
12.06. | 10 | 1199.3154 |  | 1199.3154 | 0 | 0 | 0 | 0
12.06. | 11 | 1172.2262 |  | 1172.2262 | 0 | 0 | 0 | 0
12.06. | 12 | 1154.9875 |  | 1154.9875 | 0 | 0 | 0 | 0
12.06. | 13 | 1145.1369 |  | 1145.1369 | 0 | 0 | 0 | 0
12.06. | 14 | 1157.4502 |  | 1157.4502 | 0 | 0 | 0 | 0
12.06. | 15 | 1157.4502 |  | 1157.4502 | 0 | 0 | 0 | 0
12.06. | 16 | 1132.8236 |  | 1132.8236 | 0 | 0 | 0 | 0
12.06. | 17 | 1115.585 |  | 1115.585 | 0 | 0 | 0 | 0
12.06. | 18 | 1122.973 |  | 1122.973 | 0 | 0 | 0 | 0
12.06. | 19 | 1154.9875 |  | 1154.9875 | 0 | 0 | 0 | 0
12.06. | 20 | 1172.2262 |  | 1172.2262 | 0 | 0 | 0 | 0
12.06. | 21 | 1253.4939 |  | 1253.4939 | 0 | 0 | 0 | 0
12.06. | 22 | 1283.0459 |  | 1283.0459 | 0 | 0 | 0 | 0
12.06. | 23 | 1283.0459 |  | 1283.0459 | 0 | 0 | 0 | 0
12.06. | 24 | 1283.0459 |  | 1283.0459 | 0 | 0 | 0 | 0
13.06. | 1 | 1270.7326 |  | 1270.7326 | 0 | 0 | 0 | 0
13.06. | 2 | 1280.5832 |  | 1280.5832 | 0 | 0 | 0 | 0
13.06. | 3 | 1268.2699 |  | 1268.2699 | 0 | 0 | 0 | 0
13.06. | 4 | 1251.0313 |  | 1251.0313 | 0 | 0 | 0 | 0
13.06. | 5 | 1268.2699 |  | 1268.2699 | 0 | 0 | 0 | 0
13.06. | 6 | 1278.1205 |  | 1278.1205 | 0 | 0 | 0 | 0
13.06. | 7 | 1285.5085 |  | 1285.5085 | 0 | 0 | 0 | 0
13.06. | 8 | 1191.9274 |  | 1191.9274 | 0 | 0 | 0 | 0
13.06. | 9 | 1159.9129 |  | 1159.9129 | 0 | 0 | 0 | 0
13.06. | 10 | 1150.0622 |  | 1150.0622 | 0 | 0 | 0 | 0
13.06. | 11 | 1130.3609 |  | 1130.3609 | 0 | 0 | 0 | 0
13.06. | 12 | 1127.8983 |  | 1127.8983 | 0 | 0 | 0 | 0
13.06. | 13 | 1113.1223 |  | 1113.1223 | 0 | 0 | 0 | 0
13.06. | 14 | 1115.585 |  | 1115.585 | 0 | 0 | 0 | 0
13.06. | 15 | 1073.7198 |  | 1073.7198 | 0 | 0 | 0 | 0
13.06. | 16 | 1073.7198 |  | 1073.7198 | 0 | 0 | 0 | 0
13.06. | 17 | 1132.8236 |  | 1132.8236 | 0 | 0 | 0 | 0
13.06. | 18 | 1142.6742 |  | 1142.6742 | 0 | 0 | 0 | 0
13.06. | 19 | 1159.9129 |  | 1159.9129 | 0 | 0 | 0 | 0
13.06. | 20 | 1209.1661 |  | 1209.1661 | 0 | 0 | 0 | 0
13.06. | 21 | 1285.5085 |  | 1285.5085 | 0 | 0 | 0 | 0
13.06. | 22 | 1265.8072 |  | 1265.8072 | 0 | 0 | 0 | 0
13.06. | 23 | 1260.8819 |  | 1260.8819 | 0 | 0 | 0 | 0
13.06. | 24 | 1265.8072 |  | 1265.8072 | 0 | 0 | 0 | 0
14.06. | 1 | 1280.5832 |  | 1280.5832 | 0 | 0 | 0 | 0
14.06. | 2 | 1270.7326 |  | 1270.7326 | 0 | 0 | 0 | 0
14.06. | 3 | 1273.1952 |  | 1273.1952 | 0 | 0 | 0 | 0
14.06. | 4 | 1285.5085 |  | 1285.5085 | 0 | 0 | 0 | 0
14.06. | 5 | 1292.8965 |  | 1292.8965 | 0 | 0 | 0 | 0
14.06. | 6 | 1295.3592 |  | 1295.3592 | 0 | 0 | 0 | 0
14.06. | 7 | 1236.2553 |  | 1236.2553 | 0 | 0 | 0 | 0
14.06. | 8 | 1201.7781 |  | 1201.7781 | 0 | 0 | 0 | 0
14.06. | 9 | 1179.6141 |  | 1179.6141 | 0 | 0 | 0 | 0
14.06. | 10 | 1164.8382 |  | 1164.8382 | 0 | 0 | 0 | 0
14.06. | 11 | 1150.0622 |  | 1150.0622 | 0 | 0 | 0 | 0
14.06. | 12 | 1145.1369 |  | 1145.1369 | 0 | 0 | 0 | 0
14.06. | 13 | 1137.7489 |  | 1137.7489 | 0 | 0 | 0 | 0
14.06. | 14 | 1150.0622 |  | 1150.0622 | 0 | 0 | 0 | 0
14.06. | 15 | 1145.1369 |  | 1145.1369 | 0 | 0 | 0 | 0
14.06. | 16 | 1162.3755 |  | 1162.3755 | 0 | 0 | 0 | 0
14.06. | 17 | 1184.5395 |  | 1184.5395 | 0 | 0 | 0 | 0
14.06. | 18 | 1187.0021 |  | 1187.0021 | 0 | 0 | 0 | 0
14.06. | 19 | 1209.1661 |  | 1209.1661 | 0 | 0 | 0 | 0
14.06. | 20 | 1275.6579 |  | 1275.6579 | 0 | 0 | 0 | 0
14.06. | 21 | 1364.3136 |  | 1364.3136 | 0 | 0 | 0 | 0
14.06. | 22 | 1359.3883 |  | 1359.3883 | 0 | 0 | 0 | 0
14.06. | 23 | 1295.3592 |  | 1295.3592 | 0 | 0 | 0 | 0
14.06. | 24 | 1280.5832 |  | 1280.5832 | 0 | 0 | 0 | 0
15.06. | 1 | 1273.1952 |  | 1273.1952 | 0 | 0 | 0 | 0
15.06. | 2 | 1258.4193 |  | 1258.4193 | 0 | 0 | 0 | 0
15.06. | 3 | 1273.1952 |  | 1273.1952 | 0 | 0 | 0 | 0
15.06. | 4 | 1268.2699 |  | 1268.2699 | 0 | 0 | 0 | 0
15.06. | 5 | 1273.1952 |  | 1273.1952 | 0 | 0 | 0 | 0
15.06. | 6 | 1273.1952 |  | 1273.1952 | 0 | 0 | 0 | 0
15.06. | 7 | 1253.4939 |  | 1253.4939 | 0 | 0 | 0 | 0
15.06. | 8 | 1246.106 |  | 1246.106 | 0 | 0 | 0 | 0
15.06. | 9 | 1191.9274 |  | 1191.9274 | 0 | 0 | 0 | 0
15.06. | 10 | 1113.1223 |  | 1113.1223 | 0 | 0 | 0 | 0
15.06. | 11 | 1093.421 |  | 1093.421 | 0 | 0 | 0 | 0
15.06. | 12 | 1090.9584 |  | 1090.9584 | 0 | 0 | 0 | 0
15.06. | 13 | 1095.8837 |  | 1095.8837 | 0 | 0 | 0 | 0
15.06. | 14 | 1098.3464 |  | 1098.3464 | 0 | 0 | 0 | 0
15.06. | 15 | 1103.2717 |  | 1103.2717 | 0 | 0 | 0 | 0
15.06. | 16 | 1086.0331 |  | 1086.0331 | 0 | 0 | 0 | 0
15.06. | 17 | 1095.8837 |  | 1095.8837 | 0 | 0 | 0 | 0
15.06. | 18 | 1187.0021 |  | 1187.0021 | 0 | 0 | 0 | 0
15.06. | 19 | 1226.4047 |  | 1226.4047 | 0 | 0 | 0 | 0
15.06. | 20 | 1273.1952 |  | 1273.1952 | 0 | 0 | 0 | 0
15.06. | 21 | 1352.0003 |  | 1352.0003 | 0 | 0 | 0 | 0
15.06. | 22 | 1329.8364 |  | 1329.8364 | 0 | 0 | 0 | 0
15.06. | 23 | 1339.687 |  | 1339.687 | 0 | 0 | 0 | 0
15.06. | 24 | 1297.8218 |  | 1297.8218 | 0 | 0 | 0 | 0
16.06. | 1 | 1295.3592 |  | 1295.3592 | 0 | 0 | 0 | 0
16.06. | 2 | 1268.2699 |  | 1268.2699 | 0 | 0 | 0 | 0
16.06. | 3 | 1251.0313 |  | 1251.0313 | 0 | 0 | 0 | 0
16.06. | 4 | 1248.5686 |  | 1248.5686 | 0 | 0 | 0 | 0
16.06. | 5 | 1248.5686 |  | 1248.5686 | 0 | 0 | 0 | 0
16.06. | 6 | 1253.4939 |  | 1253.4939 | 0 | 0 | 0 | 0
16.06. | 7 | 1214.0914 |  | 1214.0914 | 0 | 0 | 0 | 0
16.06. | 8 | 1191.9274 |  | 1191.9274 | 0 | 0 | 0 | 0
16.06. | 9 | 1095.8837 |  | 1095.8837 | 0 | 0 | 0 | 0
16.06. | 10 | 1071.2571 |  | 1071.2571 | 0 | 0 | 0 | 0
16.06. | 11 | 1076.1824 |  | 1076.1824 | 0 | 0 | 0 | 0
16.06. | 12 | 1058.9438 |  | 1058.9438 | 0 | 0 | 0 | 0
16.06. | 13 | 1049.0932 |  | 1049.0932 | 0 | 0 | 0 | 0
16.06. | 14 | 1051.5558 |  | 1051.5558 | 0 | 0 | 0 | 0
16.06. | 15 | 1063.8691 |  | 1063.8691 | 0 | 0 | 0 | 0
16.06. | 16 | 1093.421 |  | 1093.421 | 0 | 0 | 0 | 0
16.06. | 17 | 1100.809 |  | 1100.809 | 0 | 0 | 0 | 0
16.06. | 18 | 1120.5103 |  | 1120.5103 | 0 | 0 | 0 | 0
16.06. | 19 | 1201.7781 |  | 1201.7781 | 0 | 0 | 0 | 0
16.06. | 20 | 1246.106 |  | 1246.106 | 0 | 0 | 0 | 0
16.06. | 21 | 1305.2098 |  | 1305.2098 | 0 | 0 | 0 | 0
16.06. | 22 | 1339.687 |  | 1339.687 | 0 | 0 | 0 | 0
16.06. | 23 | 1292.8965 |  | 1292.8965 | 0 | 0 | 0 | 0
16.06. | 24 | 1283.0459 |  | 1283.0459 | 0 | 0 | 0 | 0
17.06. | 1 | 1236.2553 |  | 1236.2553 | 0 | 0 | 0 | 0
17.06. | 2 | 1243.6433 |  | 1243.6433 | 0 | 0 | 0 | 0
17.06. | 3 | 1246.106 |  | 1246.106 | 0 | 0 | 0 | 0
17.06. | 4 | 1251.0313 |  | 1251.0313 | 0 | 0 | 0 | 0
17.06. | 5 | 1248.5686 |  | 1248.5686 | 0 | 0 | 0 | 0
17.06. | 6 | 1255.9566 |  | 1255.9566 | 0 | 0 | 0 | 0
17.06. | 7 | 1236.2553 |  | 1236.2553 | 0 | 0 | 0 | 0
17.06. | 8 | 1236.2553 |  | 1236.2553 | 0 | 0 | 0 | 0
17.06. | 9 | 1228.8673 |  | 1228.8673 | 0 | 0 | 0 | 0
17.06. | 10 | 1209.1661 |  | 1209.1661 | 0 | 0 | 0 | 0
17.06. | 11 | 1169.7635 |  | 1169.7635 | 0 | 0 | 0 | 0
17.06. | 12 | 1115.585 |  | 1115.585 | 0 | 0 | 0 | 0
17.06. | 13 | 1103.2717 |  | 1103.2717 | 0 | 0 | 0 | 0
17.06. | 14 | 1105.7343 |  | 1105.7343 | 0 | 0 | 0 | 0
17.06. | 15 | 1122.973 |  | 1122.973 | 0 | 0 | 0 | 0
17.06. | 16 | 1132.8236 |  | 1132.8236 | 0 | 0 | 0 | 0
17.06. | 17 | 1182.0768 |  | 1182.0768 | 0 | 0 | 0 | 0
17.06. | 18 | 1204.2407 |  | 1204.2407 | 0 | 0 | 0 | 0
17.06. | 19 | 1231.33 |  | 1231.33 | 0 | 0 | 0 | 0
17.06. | 20 | 1268.2699 |  | 1268.2699 | 0 | 0 | 0 | 0
17.06. | 21 | 1312.5978 |  | 1312.5978 | 0 | 0 | 0 | 0
17.06. | 22 | 1342.1497 |  | 1342.1497 | 0 | 0 | 0 | 0
17.06. | 23 | 1322.4484 |  | 1322.4484 | 0 | 0 | 0 | 0
17.06. | 24 | 1305.2098 |  | 1305.2098 | 0 | 0 | 0 | 0
18.06. | 1 | 1268.2699 |  | 1268.2699 | 0 | 0 | 0 | 0
18.06. | 2 | 1287.9712 |  | 1287.9712 | 0 | 0 | 0 | 0
18.06. | 3 | 1297.8218 |  | 1297.8218 | 0 | 0 | 0 | 0
18.06. | 4 | 1295.3592 |  | 1295.3592 | 0 | 0 | 0 | 0
18.06. | 5 | 1315.0604 |  | 1315.0604 | 0 | 0 | 0 | 0
18.06. | 6 | 1332.2991 |  | 1332.2991 | 0 | 0 | 0 | 0
18.06. | 7 | 1263.3446 |  | 1263.3446 | 0 | 0 | 0 | 0
18.06. | 8 | 1268.2699 |  | 1268.2699 | 0 | 0 | 0 | 0
18.06. | 9 | 1263.3446 |  | 1263.3446 | 0 | 0 | 0 | 0
18.06. | 10 | 1263.3446 |  | 1263.3446 | 0 | 0 | 0 | 0
18.06. | 11 | 1219.0167 |  | 1219.0167 | 0 | 0 | 0 | 0
18.06. | 12 | 1177.1515 |  | 1177.1515 | 0 | 0 | 0 | 0
18.06. | 13 | 1226.4047 |  | 1226.4047 | 0 | 0 | 0 | 0
18.06. | 14 | 1223.942 |  | 1223.942 | 0 | 0 | 0 | 0
18.06. | 15 | 1219.0167 |  | 1219.0167 | 0 | 0 | 0 | 0
18.06. | 16 | 1226.4047 |  | 1226.4047 | 0 | 0 | 0 | 0
18.06. | 17 | 1221.4794 |  | 1221.4794 | 0 | 0 | 0 | 0
18.06. | 18 | 1221.4794 |  | 1221.4794 | 0 | 0 | 0 | 0
18.06. | 19 | 1270.7326 |  | 1270.7326 | 0 | 0 | 0 | 0
18.06. | 20 | 1307.6725 |  | 1307.6725 | 0 | 0 | 0 | 0
18.06. | 21 | 1379.0896 |  | 1379.0896 | 0 | 0 | 0 | 0
18.06. | 22 | 1339.687 |  | 1339.687 | 0 | 0 | 0 | 0
18.06. | 23 | 1337.2244 |  | 1337.2244 | 0 | 0 | 0 | 0
18.06. | 24 | 1327.3737 |  | 1327.3737 | 0 | 0 | 0 | 0
19.06. | 1 | 1327.3737 |  | 1327.3737 | 0 | 0 | 0 | 0
19.06. | 2 | 1327.3737 |  | 1327.3737 | 0 | 0 | 0 | 0
19.06. | 3 | 1327.3737 |  | 1327.3737 | 0 | 0 | 0 | 0
19.06. | 4 | 1305.2098 |  | 1305.2098 | 0 | 0 | 0 | 0
19.06. | 5 | 1302.7471 |  | 1302.7471 | 0 | 0 | 0 | 0
19.06. | 6 | 1287.9712 |  | 1287.9712 | 0 | 0 | 0 | 0
19.06. | 7 | 1214.0914 |  | 1214.0914 | 0 | 0 | 0 | 0
19.06. | 8 | 1211.6287 |  | 1211.6287 | 0 | 0 | 0 | 0
19.06. | 9 | 1209.1661 |  | 1209.1661 | 0 | 0 | 0 | 0
19.06. | 10 | 1169.7635 |  | 1169.7635 | 0 | 0 | 0 | 0
19.06. | 11 | 1132.8236 |  | 1132.8236 | 0 | 0 | 0 | 0
19.06. | 12 | 1125.4356 |  | 1125.4356 | 0 | 0 | 0 | 0
19.06. | 13 | 1179.6141 |  | 1179.6141 | 0 | 0 | 0 | 0
19.06. | 14 | 1169.7635 |  | 1169.7635 | 0 | 0 | 0 | 0
19.06. | 15 | 1179.6141 |  | 1179.6141 | 0 | 0 | 0 | 0
19.06. | 16 | 1184.5395 |  | 1184.5395 | 0 | 0 | 0 | 0
19.06. | 17 | 1194.3901 |  | 1194.3901 | 0 | 0 | 0 | 0
19.06. | 18 | 1191.9274 |  | 1191.9274 | 0 | 0 | 0 | 0
19.06. | 19 | 1233.7927 |  | 1233.7927 | 0 | 0 | 0 | 0
19.06. | 20 | 1253.4939 |  | 1253.4939 | 0 | 0 | 0 | 0
19.06. | 21 | 1324.9111 |  | 1324.9111 | 0 | 0 | 0 | 0
19.06. | 22 | 1329.8364 |  | 1329.8364 | 0 | 0 | 0 | 0
19.06. | 23 | 1327.3737 |  | 1327.3737 | 0 | 0 | 0 | 0
19.06. | 24 | 1319.9858 |  | 1319.9858 | 0 | 0 | 0 | 0
20.06. | 1 | 1273.1952 |  | 1273.1952 | 0 | 0 | 0 | 0
20.06. | 2 | 1285.5085 |  | 1285.5085 | 0 | 0 | 0 | 0
20.06. | 3 | 1287.9712 |  | 1287.9712 | 0 | 0 | 0 | 0
20.06. | 4 | 1275.6579 |  | 1275.6579 | 0 | 0 | 0 | 0
20.06. | 5 | 1283.0459 |  | 1283.0459 | 0 | 0 | 0 | 0
20.06. | 6 | 1307.6725 |  | 1307.6725 | 0 | 0 | 0 | 0
20.06. | 7 | 1302.7471 |  | 1302.7471 | 0 | 0 | 0 | 0
20.06. | 8 | 1246.106 |  | 1246.106 | 0 | 0 | 0 | 0
20.06. | 9 | 1223.942 |  | 1223.942 | 0 | 0 | 0 | 0
20.06. | 10 | 1199.3154 |  | 1199.3154 | 0 | 0 | 0 | 0
20.06. | 11 | 1169.7635 |  | 1169.7635 | 0 | 0 | 0 | 0
20.06. | 12 | 1142.6742 |  | 1142.6742 | 0 | 0 | 0 | 0
20.06. | 13 | 1162.3755 |  | 1162.3755 | 0 | 0 | 0 | 0
20.06. | 14 | 1169.7635 |  | 1169.7635 | 0 | 0 | 0 | 0
20.06. | 15 | 1209.1661 |  | 1209.1661 | 0 | 0 | 0 | 0
20.06. | 16 | 1233.7927 |  | 1233.7927 | 0 | 0 | 0 | 0
20.06. | 17 | 1231.33 |  | 1231.33 | 0 | 0 | 0 | 0
20.06. | 18 | 1236.2553 |  | 1236.2553 | 0 | 0 | 0 | 0
20.06. | 19 | 1324.9111 |  | 1324.9111 | 0 | 0 | 0 | 0
20.06. | 20 | 1356.9257 |  | 1356.9257 | 0 | 0 | 0 | 0
20.06. | 21 | 1369.239 |  | 1369.239 | 0 | 0 | 0 | 0
20.06. | 22 | 1364.3136 |  | 1364.3136 | 0 | 0 | 0 | 0
20.06. | 23 | 1361.851 |  | 1361.851 | 0 | 0 | 0 | 0
20.06. | 24 | 1371.7016 |  | 1371.7016 | 0 | 0 | 0 | 0
21.06. | 1 | 1376.6269 |  | 1376.6269 | 0 | 0 | 0 | 0
21.06. | 2 | 1384.0149 |  | 1384.0149 | 0 | 0 | 0 | 0
21.06. | 3 | 1379.0896 |  | 1379.0896 | 0 | 0 | 0 | 0
21.06. | 4 | 1379.0896 |  | 1379.0896 | 0 | 0 | 0 | 0
21.06. | 5 | 1356.9257 |  | 1356.9257 | 0 | 0 | 0 | 0
21.06. | 6 | 1364.3136 |  | 1364.3136 | 0 | 0 | 0 | 0
21.06. | 7 | 1307.6725 |  | 1307.6725 | 0 | 0 | 0 | 0
21.06. | 8 | 1361.851 |  | 1361.851 | 0 | 0 | 0 | 0
21.06. | 9 | 1275.6579 |  | 1275.6579 | 0 | 0 | 0 | 0
21.06. | 10 | 1255.9566 |  | 1255.9566 | 0 | 0 | 0 | 0
21.06. | 11 | 1283.0459 |  | 1283.0459 | 0 | 0 | 0 | 0
21.06. | 12 | 1280.5832 |  | 1280.5832 | 0 | 0 | 0 | 0
21.06. | 13 | 1270.7326 |  | 1270.7326 | 0 | 0 | 0 | 0
21.06. | 14 | 1260.8819 |  | 1260.8819 | 0 | 0 | 0 | 0
21.06. | 15 | 1253.4939 |  | 1253.4939 | 0 | 0 | 0 | 0
21.06. | 16 | 1248.5686 |  | 1248.5686 | 0 | 0 | 0 | 0
21.06. | 17 | 1270.7326 |  | 1270.7326 | 0 | 0 | 0 | 0
21.06. | 18 | 1258.4193 |  | 1258.4193 | 0 | 0 | 0 | 0
21.06. | 19 | 1310.1351 |  | 1310.1351 | 0 | 0 | 0 | 0
21.06. | 20 | 1349.5377 |  | 1349.5377 | 0 | 0 | 0 | 0
21.06. | 21 | 1401.2535 |  | 1401.2535 | 0 | 0 | 0 | 0
21.06. | 22 | 1391.4029 |  | 1391.4029 | 0 | 0 | 0 | 0
21.06. | 23 | 1396.3282 |  | 1396.3282 | 0 | 0 | 0 | 0
21.06. | 24 | 1381.5523 |  | 1381.5523 | 0 | 0 | 0 | 0
22.06. | 1 | 1384.0149 |  | 1384.0149 | 0 | 0 | 0 | 0
22.06. | 2 | 1386.4776 |  | 1386.4776 | 0 | 0 | 0 | 0
22.06. | 3 | 1381.5523 |  | 1381.5523 | 0 | 0 | 0 | 0
22.06. | 4 | 1371.7016 |  | 1371.7016 | 0 | 0 | 0 | 0
22.06. | 5 | 1374.1643 |  | 1374.1643 | 0 | 0 | 0 | 0
22.06. | 6 | 1381.5523 |  | 1381.5523 | 0 | 0 | 0 | 0
22.06. | 7 | 1300.2845 |  | 1300.2845 | 0 | 0 | 0 | 0
22.06. | 8 | 1287.9712 |  | 1287.9712 | 0 | 0 | 0 | 0
22.06. | 9 | 1283.0459 |  | 1283.0459 | 0 | 0 | 0 | 0
22.06. | 10 | 1243.6433 |  | 1243.6433 | 0 | 0 | 0 | 0
22.06. | 11 | 1219.0167 |  | 1219.0167 | 0 | 0 | 0 | 0
22.06. | 12 | 1226.4047 |  | 1226.4047 | 0 | 0 | 0 | 0
22.06. | 13 | 1233.7927 |  | 1233.7927 | 0 | 0 | 0 | 0
22.06. | 14 | 1241.1806 |  | 1241.1806 | 0 | 0 | 0 | 0
22.06. | 15 | 1238.718 |  | 1238.718 | 0 | 0 | 0 | 0
22.06. | 16 | 1246.106 |  | 1246.106 | 0 | 0 | 0 | 0
22.06. | 17 | 1251.0313 |  | 1251.0313 | 0 | 0 | 0 | 0
22.06. | 18 | 1211.6287 |  | 1211.6287 | 0 | 0 | 0 | 0
22.06. | 19 | 1273.1952 |  | 1273.1952 | 0 | 0 | 0 | 0
22.06. | 20 | 1302.7471 |  | 1302.7471 | 0 | 0 | 0 | 0
22.06. | 21 | 1386.4776 |  | 1386.4776 | 0 | 0 | 0 | 0
22.06. | 22 | 1393.8656 |  | 1393.8656 | 0 | 0 | 0 | 0
22.06. | 23 | 1393.8656 |  | 1393.8656 | 0 | 0 | 0 | 0
22.06. | 24 | 1352.0003 |  | 1352.0003 | 0 | 0 | 0 | 0
23.06. | 1 | 1359.3883 |  | 1359.3883 | 0 | 0 | 0 | 0
23.06. | 2 | 1292.8965 |  | 1292.8965 | 0 | 0 | 0 | 0
23.06. | 3 | 1285.5085 |  | 1285.5085 | 0 | 0 | 0 | 0
23.06. | 4 | 1268.2699 |  | 1268.2699 | 0 | 0 | 0 | 0
23.06. | 5 | 1268.2699 |  | 1268.2699 | 0 | 0 | 0 | 0
23.06. | 6 | 1243.6433 |  | 1243.6433 | 0 | 0 | 0 | 0
23.06. | 7 | 1221.4794 |  | 1221.4794 | 0 | 0 | 0 | 0
23.06. | 8 | 1189.4648 |  | 1189.4648 | 0 | 0 | 0 | 0
23.06. | 9 | 1162.3755 |  | 1162.3755 | 0 | 0 | 0 | 0
23.06. | 10 | 1108.197 |  | 1108.197 | 0 | 0 | 0 | 0
23.06. | 11 | 1071.2571 |  | 1071.2571 | 0 | 0 | 0 | 0
23.06. | 12 | 1049.0932 |  | 1049.0932 | 0 | 0 | 0 | 0
23.06. | 13 | 1061.4065 |  | 1061.4065 | 0 | 0 | 0 | 0
23.06. | 14 | 1078.6451 |  | 1078.6451 | 0 | 0 | 0 | 0
23.06. | 15 | 1068.7944 |  | 1068.7944 | 0 | 0 | 0 | 0
23.06. | 16 | 1073.7198 |  | 1073.7198 | 0 | 0 | 0 | 0
23.06. | 17 | 1108.197 |  | 1108.197 | 0 | 0 | 0 | 0
23.06. | 18 | 1137.7489 |  | 1137.7489 | 0 | 0 | 0 | 0
23.06. | 19 | 1199.3154 |  | 1199.3154 | 0 | 0 | 0 | 0
23.06. | 20 | 1226.4047 |  | 1226.4047 | 0 | 0 | 0 | 0
23.06. | 21 | 1324.9111 |  | 1324.9111 | 0 | 0 | 0 | 0
23.06. | 22 | 1334.7617 |  | 1334.7617 | 0 | 0 | 0 | 0
23.06. | 23 | 1327.3737 |  | 1327.3737 | 0 | 0 | 0 | 0
23.06. | 24 | 1295.3592 |  | 1295.3592 | 0 | 0 | 0 | 0
24.06. | 1 | 1280.5832 |  | 1280.5832 | 0 | 0 | 0 | 0
24.06. | 2 | 1278.1205 |  | 1278.1205 | 0 | 0 | 0 | 0
24.06. | 3 | 1263.3446 |  | 1263.3446 | 0 | 0 | 0 | 0
24.06. | 4 | 1312.5978 |  | 1312.5978 | 0 | 0 | 0 | 0
24.06. | 5 | 1310.1351 |  | 1310.1351 | 0 | 0 | 0 | 0
24.06. | 6 | 1292.8965 |  | 1292.8965 | 0 | 0 | 0 | 0
24.06. | 7 | 1223.942 |  | 1223.942 | 0 | 0 | 0 | 0
24.06. | 8 | 1209.1661 |  | 1209.1661 | 0 | 0 | 0 | 0
24.06. | 9 | 1154.9875 |  | 1154.9875 | 0 | 0 | 0 | 0
24.06. | 10 | 1127.8983 |  | 1127.8983 | 0 | 0 | 0 | 0
24.06. | 11 | 1137.7489 |  | 1137.7489 | 0 | 0 | 0 | 0
24.06. | 12 | 1061.4065 |  | 1061.4065 | 0 | 0 | 0 | 0
24.06. | 13 | 1073.7198 |  | 1073.7198 | 0 | 0 | 0 | 0
24.06. | 14 | 1088.4957 |  | 1088.4957 | 0 | 0 | 0 | 0
24.06. | 15 | 1088.4957 |  | 1088.4957 | 0 | 0 | 0 | 0
24.06. | 16 | 1095.8837 |  | 1095.8837 | 0 | 0 | 0 | 0
24.06. | 17 | 1162.3755 |  | 1162.3755 | 0 | 0 | 0 | 0
24.06. | 18 | 1194.3901 |  | 1194.3901 | 0 | 0 | 0 | 0
24.06. | 19 | 1194.3901 |  | 1194.3901 | 0 | 0 | 0 | 0
24.06. | 20 | 1251.0313 |  | 1251.0313 | 0 | 0 | 0 | 0
24.06. | 21 | 1287.9712 |  | 1287.9712 | 0 | 0 | 0 | 0
24.06. | 22 | 1285.5085 |  | 1285.5085 | 0 | 0 | 0 | 0
24.06. | 23 | 1285.5085 |  | 1285.5085 | 0 | 0 | 0 | 0
24.06. | 24 | 1238.718 |  | 1238.718 | 0 | 0 | 0 | 0
25.06. | 1 | 1228.8673 |  | 1228.8673 | 0 | 0 | 0 | 0
25.06. | 2 | 1223.942 |  | 1223.942 | 0 | 0 | 0 | 0
25.06. | 3 | 1233.7927 |  | 1233.7927 | 0 | 0 | 0 | 0
25.06. | 4 | 1216.554 |  | 1216.554 | 0 | 0 | 0 | 0
25.06. | 5 | 1228.8673 |  | 1228.8673 | 0 | 0 | 0 | 0
25.06. | 6 | 1273.1952 |  | 1273.1952 | 0 | 0 | 0 | 0
25.06. | 7 | 1243.6433 |  | 1243.6433 | 0 | 0 | 0 | 0
25.06. | 8 | 1211.6287 |  | 1211.6287 | 0 | 0 | 0 | 0
25.06. | 9 | 1187.0021 |  | 1187.0021 | 0 | 0 | 0 | 0
25.06. | 10 | 1194.3901 |  | 1194.3901 | 0 | 0 | 0 | 0
25.06. | 11 | 1145.1369 |  | 1145.1369 | 0 | 0 | 0 | 0
25.06. | 12 | 1137.7489 |  | 1137.7489 | 0 | 0 | 0 | 0
25.06. | 13 | 1127.8983 |  | 1127.8983 | 0 | 0 | 0 | 0
25.06. | 14 | 1147.5996 |  | 1147.5996 | 0 | 0 | 0 | 0
25.06. | 15 | 1150.0622 |  | 1150.0622 | 0 | 0 | 0 | 0
25.06. | 16 | 1118.0476 |  | 1118.0476 | 0 | 0 | 0 | 0
25.06. | 17 | 1154.9875 |  | 1154.9875 | 0 | 0 | 0 | 0
25.06. | 18 | 1201.7781 |  | 1201.7781 | 0 | 0 | 0 | 0
25.06. | 19 | 1199.3154 |  | 1199.3154 | 0 | 0 | 0 | 0
25.06. | 20 | 1226.4047 |  | 1226.4047 | 0 | 0 | 0 | 0
25.06. | 21 | 1280.5832 |  | 1280.5832 | 0 | 0 | 0 | 0
25.06. | 22 | 1295.3592 |  | 1295.3592 | 0 | 0 | 0 | 0
25.06. | 23 | 1283.0459 |  | 1283.0459 | 0 | 0 | 0 | 0
25.06. | 24 | 1305.2098 |  | 1305.2098 | 0 | 0 | 0 | 0
26.06. | 1 | 1287.9712 |  | 1287.9712 | 0 | 0 | 0 | 0
26.06. | 2 | 1300.2845 |  | 1300.2845 | 0 | 0 | 0 | 0
26.06. | 3 | 1287.9712 |  | 1287.9712 | 0 | 0 | 0 | 0
26.06. | 4 | 1278.1205 |  | 1278.1205 | 0 | 0 | 0 | 0
26.06. | 5 | 1255.9566 |  | 1255.9566 | 0 | 0 | 0 | 0
26.06. | 6 | 1275.6579 |  | 1275.6579 | 0 | 0 | 0 | 0
26.06. | 7 | 1260.8819 |  | 1260.8819 | 0 | 0 | 0 | 0
26.06. | 8 | 1246.106 |  | 1246.106 | 0 | 0 | 0 | 0
26.06. | 9 | 1214.0914 |  | 1214.0914 | 0 | 0 | 0 | 0
26.06. | 10 | 1219.0167 |  | 1219.0167 | 0 | 0 | 0 | 0
26.06. | 11 | 1211.6287 |  | 1211.6287 | 0 | 0 | 0 | 0
26.06. | 12 | 1214.0914 |  | 1214.0914 | 0 | 0 | 0 | 0
26.06. | 13 | 1214.0914 |  | 1214.0914 | 0 | 0 | 0 | 0
26.06. | 14 | 1209.1661 |  | 1209.1661 | 0 | 0 | 0 | 0
26.06. | 15 | 1199.3154 |  | 1199.3154 | 0 | 0 | 0 | 0
26.06. | 16 | 1179.6141 |  | 1179.6141 | 0 | 0 | 0 | 0
26.06. | 17 | 1191.9274 |  | 1191.9274 | 0 | 0 | 0 | 0
26.06. | 18 | 1206.7034 |  | 1206.7034 | 0 | 0 | 0 | 0
26.06. | 19 | 1251.0313 |  | 1251.0313 | 0 | 0 | 0 | 0
26.06. | 20 | 1270.7326 |  | 1270.7326 | 0 | 0 | 0 | 0
26.06. | 21 | 1327.3737 |  | 1327.3737 | 0 | 0 | 0 | 0
26.06. | 22 | 1322.4484 |  | 1322.4484 | 0 | 0 | 0 | 0
26.06. | 23 | 1317.5231 |  | 1317.5231 | 0 | 0 | 0 | 0
26.06. | 24 | 1260.8819 |  | 1260.8819 | 0 | 0 | 0 | 0
27.06. | 1 | 1258.4193 |  | 1258.4193 | 0 | 0 | 0 | 0
27.06. | 2 | 1260.8819 |  | 1260.8819 | 0 | 0 | 0 | 0
27.06. | 3 | 1287.9712 |  | 1287.9712 | 0 | 0 | 0 | 0
27.06. | 4 | 1290.4338 |  | 1290.4338 | 0 | 0 | 0 | 0
27.06. | 5 | 1285.5085 |  | 1285.5085 | 0 | 0 | 0 | 0
27.06. | 6 | 1292.8965 |  | 1292.8965 | 0 | 0 | 0 | 0
27.06. | 7 | 1312.5978 |  | 1312.5978 | 0 | 0 | 0 | 0
27.06. | 8 | 1315.0604 |  | 1315.0604 | 0 | 0 | 0 | 0
27.06. | 9 | 1248.5686 |  | 1248.5686 | 0 | 0 | 0 | 0
27.06. | 10 | 1226.4047 |  | 1226.4047 | 0 | 0 | 0 | 0
27.06. | 11 | 1196.8528 |  | 1196.8528 | 0 | 0 | 0 | 0
27.06. | 12 | 1135.2863 |  | 1135.2863 | 0 | 0 | 0 | 0
27.06. | 13 | 1125.4356 |  | 1125.4356 | 0 | 0 | 0 | 0
27.06. | 14 | 1199.3154 |  | 1199.3154 | 0 | 0 | 0 | 0
27.06. | 15 | 1219.0167 |  | 1219.0167 | 0 | 0 | 0 | 0
27.06. | 16 | 1241.1806 |  | 1241.1806 | 0 | 0 | 0 | 0
27.06. | 17 | 1241.1806 |  | 1241.1806 | 0 | 0 | 0 | 0
27.06. | 18 | 1255.9566 |  | 1255.9566 | 0 | 0 | 0 | 0
27.06. | 19 | 1302.7471 |  | 1302.7471 | 0 | 0 | 0 | 0
27.06. | 20 | 1319.9858 |  | 1319.9858 | 0 | 0 | 0 | 0
27.06. | 21 | 1388.9402 |  | 1388.9402 | 0 | 0 | 0 | 0
27.06. | 22 | 1379.0896 |  | 1379.0896 | 0 | 0 | 0 | 0
27.06. | 23 | 1369.239 |  | 1369.239 | 0 | 0 | 0 | 0
27.06. | 24 | 1401.2535 |  | 1401.2535 | 0 | 0 | 0 | 0
28.06. | 1 | 1322.4484 |  | 1322.4484 | 0 | 0 | 0 | 0
28.06. | 2 | 1305.2098 |  | 1305.2098 | 0 | 0 | 0 | 0
28.06. | 3 | 1302.7471 |  | 1302.7471 | 0 | 0 | 0 | 0
28.06. | 4 | 1302.7471 |  | 1302.7471 | 0 | 0 | 0 | 0
28.06. | 5 | 1307.6725 |  | 1307.6725 | 0 | 0 | 0 | 0
28.06. | 6 | 1315.0604 |  | 1315.0604 | 0 | 0 | 0 | 0
28.06. | 7 | 1332.2991 |  | 1332.2991 | 0 | 0 | 0 | 0
28.06. | 8 | 1327.3737 |  | 1327.3737 | 0 | 0 | 0 | 0
28.06. | 9 | 1322.4484 |  | 1322.4484 | 0 | 0 | 0 | 0
28.06. | 10 | 1283.0459 |  | 1283.0459 | 0 | 0 | 0 | 0
28.06. | 11 | 1265.8072 |  | 1265.8072 | 0 | 0 | 0 | 0
28.06. | 12 | 1273.1952 |  | 1273.1952 | 0 | 0 | 0 | 0
28.06. | 13 | 1285.5085 |  | 1285.5085 | 0 | 0 | 0 | 0
28.06. | 14 | 1290.4338 |  | 1290.4338 | 0 | 0 | 0 | 0
28.06. | 15 | 1307.6725 |  | 1307.6725 | 0 | 0 | 0 | 0
28.06. | 16 | 1292.8965 |  | 1292.8965 | 0 | 0 | 0 | 0
28.06. | 17 | 1285.5085 |  | 1285.5085 | 0 | 0 | 0 | 0
28.06. | 18 | 1283.0459 |  | 1283.0459 | 0 | 0 | 0 | 0
28.06. | 19 | 1287.9712 |  | 1287.9712 | 0 | 0 | 0 | 0
28.06. | 20 | 1283.0459 |  | 1283.0459 | 0 | 0 | 0 | 0
28.06. | 21 | 1381.5523 |  | 1381.5523 | 0 | 0 | 0 | 0
28.06. | 22 | 1401.2535 |  | 1401.2535 | 0 | 0 | 0 | 0
28.06. | 23 | 1386.4776 |  | 1386.4776 | 0 | 0 | 0 | 0
28.06. | 24 | 1352.0003 |  | 1352.0003 | 0 | 0 | 0 | 0
29.06. | 1 | 1246.106 |  | 1246.106 | 0 | 0 | 0 | 0
29.06. | 2 | 1238.718 |  | 1238.718 | 0 | 0 | 0 | 0
29.06. | 3 | 1236.2553 |  | 1236.2553 | 0 | 0 | 0 | 0
29.06. | 4 | 1238.718 |  | 1238.718 | 0 | 0 | 0 | 0
29.06. | 5 | 1241.1806 |  | 1241.1806 | 0 | 0 | 0 | 0
29.06. | 6 | 1243.6433 |  | 1243.6433 | 0 | 0 | 0 | 0
29.06. | 7 | 1268.2699 |  | 1268.2699 | 0 | 0 | 0 | 0
29.06. | 8 | 1258.4193 |  | 1258.4193 | 0 | 0 | 0 | 0
29.06. | 9 | 1219.0167 |  | 1219.0167 | 0 | 0 | 0 | 0
29.06. | 10 | 1189.4648 |  | 1189.4648 | 0 | 0 | 0 | 0
29.06. | 11 | 1201.7781 |  | 1201.7781 | 0 | 0 | 0 | 0
29.06. | 12 | 1199.3154 |  | 1199.3154 | 0 | 0 | 0 | 0
29.06. | 13 | 1191.9274 |  | 1191.9274 | 0 | 0 | 0 | 0
29.06. | 14 | 1214.0914 |  | 1214.0914 | 0 | 0 | 0 | 0
29.06. | 15 | 1226.4047 |  | 1226.4047 | 0 | 0 | 0 | 0
29.06. | 16 | 1223.942 |  | 1223.942 | 0 | 0 | 0 | 0
29.06. | 17 | 1216.554 |  | 1216.554 | 0 | 0 | 0 | 0
29.06. | 18 | 1228.8673 |  | 1228.8673 | 0 | 0 | 0 | 0
29.06. | 19 | 1263.3446 |  | 1263.3446 | 0 | 0 | 0 | 0
29.06. | 20 | 1270.7326 |  | 1270.7326 | 0 | 0 | 0 | 0
29.06. | 21 | 1366.7763 |  | 1366.7763 | 0 | 0 | 0 | 0
29.06. | 22 | 1366.7763 |  | 1366.7763 | 0 | 0 | 0 | 0
29.06. | 23 | 1342.1497 |  | 1342.1497 | 0 | 0 | 0 | 0
29.06. | 24 | 1342.1497 |  | 1342.1497 | 0 | 0 | 0 | 0
30.06. | 1 | 1349.5377 |  | 1349.5377 | 0 | 0 | 0 | 0
30.06. | 2 | 1287.9712 |  | 1287.9712 | 0 | 0 | 0 | 0
30.06. | 3 | 1278.1205 |  | 1278.1205 | 0 | 0 | 0 | 0
30.06. | 4 | 1253.4939 |  | 1253.4939 | 0 | 0 | 0 | 0
30.06. | 5 | 1295.3592 |  | 1295.3592 | 0 | 0 | 0 | 0
30.06. | 6 | 1297.8218 |  | 1297.8218 | 0 | 0 | 0 | 0
30.06. | 7 | 1231.33 |  | 1231.33 | 0 | 0 | 0 | 0
30.06. | 8 | 1196.8528 |  | 1196.8528 | 0 | 0 | 0 | 0
30.06. | 9 | 1189.4648 |  | 1189.4648 | 0 | 0 | 0 | 0
30.06. | 10 | 1142.6742 |  | 1142.6742 | 0 | 0 | 0 | 0
30.06. | 11 | 1137.7489 |  | 1137.7489 | 0 | 0 | 0 | 0
30.06. | 12 | 1142.6742 |  | 1142.6742 | 0 | 0 | 0 | 0
30.06. | 13 | 1132.8236 |  | 1132.8236 | 0 | 0 | 0 | 0
30.06. | 14 | 1115.585 |  | 1115.585 | 0 | 0 | 0 | 0
30.06. | 15 | 1051.5558 |  | 1051.5558 | 0 | 0 | 0 | 0
30.06. | 16 | 1115.585 |  | 1115.585 | 0 | 0 | 0 | 0
30.06. | 17 | 1115.585 |  | 1115.585 | 0 | 0 | 0 | 0
30.06. | 18 | 1127.8983 |  | 1127.8983 | 0 | 0 | 0 | 0
30.06. | 19 | 1187.0021 |  | 1187.0021 | 0 | 0 | 0 | 0
30.06. | 20 | 1214.0914 |  | 1214.0914 | 0 | 0 | 0 | 0
30.06. | 21 | 1270.7326 |  | 1270.7326 | 0 | 0 | 0 | 0
30.06. | 22 | 1273.1952 |  | 1273.1952 | 0 | 0 | 0 | 0
30.06. | 23 | 1270.7326 |  | 1270.7326 | 0 | 0 | 0 | 0
30.06. | 24 | 1260.8819 |  | 1260.8819 | 0 | 0 | 0 | 0
01.07. | 1 | 1228.8673 |  | 1228.8673 | 0 | 0 | 0 | 0
01.07. | 2 | 1226.4047 |  | 1226.4047 | 0 | 0 | 0 | 0
01.07. | 3 | 1211.6287 |  | 1211.6287 | 0 | 0 | 0 | 0
01.07. | 4 | 1219.0167 |  | 1219.0167 | 0 | 0 | 0 | 0
01.07. | 5 | 1199.3154 |  | 1199.3154 | 0 | 0 | 0 | 0
01.07. | 6 | 1204.2407 |  | 1204.2407 | 0 | 0 | 0 | 0
01.07. | 7 | 1201.7781 |  | 1201.7781 | 0 | 0 | 0 | 0
01.07. | 8 | 1130.3609 |  | 1130.3609 | 0 | 0 | 0 | 0
01.07. | 9 | 1088.4957 |  | 1088.4957 | 0 | 0 | 0 | 0
01.07. | 10 | 1066.3318 |  | 1066.3318 | 0 | 0 | 0 | 0
01.07. | 11 | 1049.0932 |  | 1049.0932 | 0 | 0 | 0 | 0
01.07. | 12 | 1049.0932 |  | 1049.0932 | 0 | 0 | 0 | 0
01.07. | 13 | 1066.3318 |  | 1066.3318 | 0 | 0 | 0 | 0
01.07. | 14 | 1071.2571 |  | 1071.2571 | 0 | 0 | 0 | 0
01.07. | 15 | 1071.2571 |  | 1071.2571 | 0 | 0 | 0 | 0
01.07. | 16 | 1041.7052 |  | 1041.7052 | 0 | 0 | 0 | 0
01.07. | 17 | 1076.1824 |  | 1076.1824 | 0 | 0 | 0 | 0
01.07. | 18 | 1088.4957 |  | 1088.4957 | 0 | 0 | 0 | 0
01.07. | 19 | 1120.5103 |  | 1120.5103 | 0 | 0 | 0 | 0
01.07. | 20 | 1162.3755 |  | 1162.3755 | 0 | 0 | 0 | 0
01.07. | 21 | 1206.7034 |  | 1206.7034 | 0 | 0 | 0 | 0
01.07. | 22 | 1211.6287 |  | 1211.6287 | 0 | 0 | 0 | 0
01.07. | 23 | 1214.0914 |  | 1214.0914 | 0 | 0 | 0 | 0
01.07. | 24 | 1251.0313 |  | 1251.0313 | 0 | 0 | 0 | 0
02.07. | 1 | 1194.3901 |  | 1194.3901 | 0 | 0 | 0 | 0
02.07. | 2 | 1182.0768 |  | 1182.0768 | 0 | 0 | 0 | 0
02.07. | 3 | 1182.0768 |  | 1182.0768 | 0 | 0 | 0 | 0
02.07. | 4 | 1194.3901 |  | 1194.3901 | 0 | 0 | 0 | 0
02.07. | 5 | 1236.2553 |  | 1236.2553 | 0 | 0 | 0 | 0
02.07. | 6 | 1253.4939 |  | 1253.4939 | 0 | 0 | 0 | 0
02.07. | 7 | 1253.4939 |  | 1253.4939 | 0 | 0 | 0 | 0
02.07. | 8 | 1221.4794 |  | 1221.4794 | 0 | 0 | 0 | 0
02.07. | 9 | 1214.0914 |  | 1214.0914 | 0 | 0 | 0 | 0
02.07. | 10 | 1189.4648 |  | 1189.4648 | 0 | 0 | 0 | 0
02.07. | 11 | 1179.6141 |  | 1179.6141 | 0 | 0 | 0 | 0
02.07. | 12 | 1169.7635 |  | 1169.7635 | 0 | 0 | 0 | 0
02.07. | 13 | 1172.2262 |  | 1172.2262 | 0 | 0 | 0 | 0
02.07. | 14 | 1177.1515 |  | 1177.1515 | 0 | 0 | 0 | 0
02.07. | 15 | 1167.3008 |  | 1167.3008 | 0 | 0 | 0 | 0
02.07. | 16 | 1120.5103 |  | 1120.5103 | 0 | 0 | 0 | 0
02.07. | 17 | 1145.1369 |  | 1145.1369 | 0 | 0 | 0 | 0
02.07. | 18 | 1164.8382 |  | 1164.8382 | 0 | 0 | 0 | 0
02.07. | 19 | 1191.9274 |  | 1191.9274 | 0 | 0 | 0 | 0
02.07. | 20 | 1253.4939 |  | 1253.4939 | 0 | 0 | 0 | 0
02.07. | 21 | 1305.2098 |  | 1305.2098 | 0 | 0 | 0 | 0
02.07. | 22 | 1322.4484 |  | 1322.4484 | 0 | 0 | 0 | 0
02.07. | 23 | 1329.8364 |  | 1329.8364 | 0 | 0 | 0 | 0
02.07. | 24 | 1305.2098 |  | 1305.2098 | 0 | 0 | 0 | 0
03.07. | 1 | 1352.0003 |  | 1352.0003 | 0 | 0 | 0 | 0
03.07. | 2 | 1312.5978 |  | 1312.5978 | 0 | 0 | 0 | 0
03.07. | 3 | 1322.4484 |  | 1322.4484 | 0 | 0 | 0 | 0
03.07. | 4 | 1329.8364 |  | 1329.8364 | 0 | 0 | 0 | 0
03.07. | 5 | 1310.1351 |  | 1310.1351 | 0 | 0 | 0 | 0
03.07. | 6 | 1329.8364 |  | 1329.8364 | 0 | 0 | 0 | 0
03.07. | 7 | 1268.2699 |  | 1268.2699 | 0 | 0 | 0 | 0
03.07. | 8 | 1251.0313 |  | 1251.0313 | 0 | 0 | 0 | 0
03.07. | 9 | 1182.0768 |  | 1182.0768 | 0 | 0 | 0 | 0
03.07. | 10 | 1154.9875 |  | 1154.9875 | 0 | 0 | 0 | 0
03.07. | 11 | 1150.0622 |  | 1150.0622 | 0 | 0 | 0 | 0
03.07. | 12 | 1142.6742 |  | 1142.6742 | 0 | 0 | 0 | 0
03.07. | 13 | 1135.2863 |  | 1135.2863 | 0 | 0 | 0 | 0
03.07. | 14 | 1120.5103 |  | 1120.5103 | 0 | 0 | 0 | 0
03.07. | 15 | 1122.973 |  | 1122.973 | 0 | 0 | 0 | 0
03.07. | 16 | 1132.8236 |  | 1132.8236 | 0 | 0 | 0 | 0
03.07. | 17 | 1150.0622 |  | 1150.0622 | 0 | 0 | 0 | 0
03.07. | 18 | 1191.9274 |  | 1191.9274 | 0 | 0 | 0 | 0
03.07. | 19 | 1287.9712 |  | 1287.9712 | 0 | 0 | 0 | 0
03.07. | 20 | 1315.0604 |  | 1315.0604 | 0 | 0 | 0 | 0
03.07. | 21 | 1366.7763 |  | 1366.7763 | 0 | 0 | 0 | 0
03.07. | 22 | 1393.8656 |  | 1393.8656 | 0 | 0 | 0 | 0
03.07. | 23 | 1381.5523 |  | 1381.5523 | 0 | 0 | 0 | 0
03.07. | 24 | 1361.851 |  | 1361.851 | 0 | 0 | 0 | 0
04.07. | 1 | 1364.3136 |  | 1364.3136 | 0 | 0 | 0 | 0
04.07. | 2 | 1332.2991 |  | 1332.2991 | 0 | 0 | 0 | 0
04.07. | 3 | 1337.2244 |  | 1337.2244 | 0 | 0 | 0 | 0
04.07. | 4 | 1334.7617 |  | 1334.7617 | 0 | 0 | 0 | 0
04.07. | 5 | 1332.2991 |  | 1332.2991 | 0 | 0 | 0 | 0
04.07. | 6 | 1344.6124 |  | 1344.6124 | 0 | 0 | 0 | 0
04.07. | 7 | 1290.4338 |  | 1290.4338 | 0 | 0 | 0 | 0
04.07. | 8 | 1315.0604 |  | 1315.0604 | 0 | 0 | 0 | 0
04.07. | 9 | 1253.4939 |  | 1253.4939 | 0 | 0 | 0 | 0
04.07. | 10 | 1219.0167 |  | 1219.0167 | 0 | 0 | 0 | 0
04.07. | 11 | 1219.0167 |  | 1219.0167 | 0 | 0 | 0 | 0
04.07. | 12 | 1199.3154 |  | 1199.3154 | 0 | 0 | 0 | 0
04.07. | 13 | 1231.33 |  | 1231.33 | 0 | 0 | 0 | 0
04.07. | 14 | 1233.7927 |  | 1233.7927 | 0 | 0 | 0 | 0
04.07. | 15 | 1241.1806 |  | 1241.1806 | 0 | 0 | 0 | 0
04.07. | 16 | 1246.106 |  | 1246.106 | 0 | 0 | 0 | 0
04.07. | 17 | 1246.106 |  | 1246.106 | 0 | 0 | 0 | 0
04.07. | 18 | 1221.4794 |  | 1221.4794 | 0 | 0 | 0 | 0
04.07. | 19 | 1300.2845 |  | 1300.2845 | 0 | 0 | 0 | 0
04.07. | 20 | 1349.5377 |  | 1349.5377 | 0 | 0 | 0 | 0
04.07. | 21 | 1379.0896 |  | 1379.0896 | 0 | 0 | 0 | 0
04.07. | 22 | 1342.1497 |  | 1342.1497 | 0 | 0 | 0 | 0
04.07. | 23 | 1349.5377 |  | 1349.5377 | 0 | 0 | 0 | 0
04.07. | 24 | 1364.3136 |  | 1364.3136 | 0 | 0 | 0 | 0
05.07. | 1 | 1361.851 |  | 1361.851 | 0 | 0 | 0 | 0
05.07. | 2 | 1396.3282 |  | 1396.3282 | 0 | 0 | 0 | 0
05.07. | 3 | 1369.239 |  | 1369.239 | 0 | 0 | 0 | 0
05.07. | 4 | 1371.7016 |  | 1371.7016 | 0 | 0 | 0 | 0
05.07. | 5 | 1379.0896 |  | 1379.0896 | 0 | 0 | 0 | 0
05.07. | 6 | 1369.239 |  | 1369.239 | 0 | 0 | 0 | 0
05.07. | 7 | 1322.4484 |  | 1322.4484 | 0 | 0 | 0 | 0
05.07. | 8 | 1322.4484 |  | 1322.4484 | 0 | 0 | 0 | 0
05.07. | 9 | 1305.2098 |  | 1305.2098 | 0 | 0 | 0 | 0
05.07. | 10 | 1278.1205 |  | 1278.1205 | 0 | 0 | 0 | 0
05.07. | 11 | 1226.4047 |  | 1226.4047 | 0 | 0 | 0 | 0
05.07. | 12 | 1216.554 |  | 1216.554 | 0 | 0 | 0 | 0
05.07. | 13 | 1169.7635 |  | 1169.7635 | 0 | 0 | 0 | 0
05.07. | 14 | 1135.2863 |  | 1135.2863 | 0 | 0 | 0 | 0
05.07. | 15 | 1090.9584 |  | 1090.9584 | 0 | 0 | 0 | 0
05.07. | 16 | 1125.4356 |  | 1125.4356 | 0 | 0 | 0 | 0
05.07. | 17 | 1194.3901 |  | 1194.3901 | 0 | 0 | 0 | 0
05.07. | 18 | 1236.2553 |  | 1236.2553 | 0 | 0 | 0 | 0
05.07. | 19 | 1260.8819 |  | 1260.8819 | 0 | 0 | 0 | 0
05.07. | 20 | 1324.9111 |  | 1324.9111 | 0 | 0 | 0 | 0
05.07. | 21 | 1342.1497 |  | 1342.1497 | 0 | 0 | 0 | 0
05.07. | 22 | 1347.075 |  | 1347.075 | 0 | 0 | 0 | 0
05.07. | 23 | 1342.1497 |  | 1342.1497 | 0 | 0 | 0 | 0
05.07. | 24 | 1339.687 |  | 1339.687 | 0 | 0 | 0 | 0
06.07. | 1 | 1339.687 |  | 1339.687 | 0 | 0 | 0 | 0
06.07. | 2 | 1339.687 |  | 1339.687 | 0 | 0 | 0 | 0
06.07. | 3 | 1307.6725 |  | 1307.6725 | 0 | 0 | 0 | 0
06.07. | 4 | 1319.9858 |  | 1319.9858 | 0 | 0 | 0 | 0
06.07. | 5 | 1319.9858 |  | 1319.9858 | 0 | 0 | 0 | 0
06.07. | 6 | 1310.1351 |  | 1310.1351 | 0 | 0 | 0 | 0
06.07. | 7 | 1280.5832 |  | 1280.5832 | 0 | 0 | 0 | 0
06.07. | 8 | 1268.2699 |  | 1268.2699 | 0 | 0 | 0 | 0
06.07. | 9 | 1214.0914 |  | 1214.0914 | 0 | 0 | 0 | 0
06.07. | 10 | 1228.8673 |  | 1228.8673 | 0 | 0 | 0 | 0
06.07. | 11 | 1238.718 |  | 1238.718 | 0 | 0 | 0 | 0
06.07. | 12 | 1162.3755 |  | 1162.3755 | 0 | 0 | 0 | 0
06.07. | 13 | 1140.2116 |  | 1140.2116 | 0 | 0 | 0 | 0
06.07. | 14 | 1105.7343 |  | 1105.7343 | 0 | 0 | 0 | 0
06.07. | 15 | 1110.6597 |  | 1110.6597 | 0 | 0 | 0 | 0
06.07. | 16 | 1122.973 |  | 1122.973 | 0 | 0 | 0 | 0
06.07. | 17 | 1132.8236 |  | 1132.8236 | 0 | 0 | 0 | 0
06.07. | 18 | 1132.8236 |  | 1132.8236 | 0 | 0 | 0 | 0
06.07. | 19 | 1251.0313 |  | 1251.0313 | 0 | 0 | 0 | 0
06.07. | 20 | 1290.4338 |  | 1290.4338 | 0 | 0 | 0 | 0
06.07. | 21 | 1322.4484 |  | 1322.4484 | 0 | 0 | 0 | 0
06.07. | 22 | 1329.8364 |  | 1329.8364 | 0 | 0 | 0 | 0
06.07. | 23 | 1315.0604 |  | 1315.0604 | 0 | 0 | 0 | 0
06.07. | 24 | 1246.106 |  | 1246.106 | 0 | 0 | 0 | 0
07.07. | 1 | 1214.0914 |  | 1214.0914 | 0 | 0 | 0 | 0
07.07. | 2 | 1238.718 |  | 1238.718 | 0 | 0 | 0 | 0
07.07. | 3 | 1236.2553 |  | 1236.2553 | 0 | 0 | 0 | 0
07.07. | 4 | 1241.1806 |  | 1241.1806 | 0 | 0 | 0 | 0
07.07. | 5 | 1255.9566 |  | 1255.9566 | 0 | 0 | 0 | 0
07.07. | 6 | 1253.4939 |  | 1253.4939 | 0 | 0 | 0 | 0
07.07. | 7 | 1241.1806 |  | 1241.1806 | 0 | 0 | 0 | 0
07.07. | 8 | 1206.7034 |  | 1206.7034 | 0 | 0 | 0 | 0
07.07. | 9 | 1164.8382 |  | 1164.8382 | 0 | 0 | 0 | 0
07.07. | 10 | 1068.7944 |  | 1068.7944 | 0 | 0 | 0 | 0
07.07. | 11 | 1054.0185 |  | 1054.0185 | 0 | 0 | 0 | 0
07.07. | 12 | 1083.5704 |  | 1083.5704 | 0 | 0 | 0 | 0
07.07. | 13 | 1049.0932 |  | 1049.0932 | 0 | 0 | 0 | 0
07.07. | 14 | 1026.9292 |  | 1026.9292 | 0 | 0 | 0 | 0
07.07. | 15 | 982.6013 |  | 982.6013 | 0 | 0 | 0 | 0
07.07. | 16 | 1004.7653 |  | 1004.7653 | 0 | 0 | 0 | 0
07.07. | 17 | 1103.2717 |  | 1103.2717 | 0 | 0 | 0 | 0
07.07. | 18 | 1137.7489 |  | 1137.7489 | 0 | 0 | 0 | 0
07.07. | 19 | 1199.3154 |  | 1199.3154 | 0 | 0 | 0 | 0
07.07. | 20 | 1236.2553 |  | 1236.2553 | 0 | 0 | 0 | 0
07.07. | 21 | 1285.5085 |  | 1285.5085 | 0 | 0 | 0 | 0
07.07. | 22 | 1285.5085 |  | 1285.5085 | 0 | 0 | 0 | 0
07.07. | 23 | 1327.3737 |  | 1327.3737 | 0 | 0 | 0 | 0
07.07. | 24 | 1332.2991 |  | 1332.2991 | 0 | 0 | 0 | 0
08.07. | 1 | 1334.7617 |  | 1334.7617 | 0 | 0 | 0 | 0
08.07. | 2 | 1300.2845 |  | 1300.2845 | 0 | 0 | 0 | 0
08.07. | 3 | 1280.5832 |  | 1280.5832 | 0 | 0 | 0 | 0
08.07. | 4 | 1280.5832 |  | 1280.5832 | 0 | 0 | 0 | 0
08.07. | 5 | 1297.8218 |  | 1297.8218 | 0 | 0 | 0 | 0
08.07. | 6 | 1317.5231 |  | 1317.5231 | 0 | 0 | 0 | 0
08.07. | 7 | 1285.5085 |  | 1285.5085 | 0 | 0 | 0 | 0
08.07. | 8 | 1265.8072 |  | 1265.8072 | 0 | 0 | 0 | 0
08.07. | 9 | 1233.7927 |  | 1233.7927 | 0 | 0 | 0 | 0
08.07. | 10 | 1219.0167 |  | 1219.0167 | 0 | 0 | 0 | 0
08.07. | 11 | 1187.0021 |  | 1187.0021 | 0 | 0 | 0 | 0
08.07. | 12 | 1142.6742 |  | 1142.6742 | 0 | 0 | 0 | 0
08.07. | 13 | 1140.2116 |  | 1140.2116 | 0 | 0 | 0 | 0
08.07. | 14 | 1147.5996 |  | 1147.5996 | 0 | 0 | 0 | 0
08.07. | 15 | 1147.5996 |  | 1147.5996 | 0 | 0 | 0 | 0
08.07. | 16 | 1174.6888 |  | 1174.6888 | 0 | 0 | 0 | 0
08.07. | 17 | 1162.3755 |  | 1162.3755 | 0 | 0 | 0 | 0
08.07. | 18 | 1174.6888 |  | 1174.6888 | 0 | 0 | 0 | 0
08.07. | 19 | 1216.554 |  | 1216.554 | 0 | 0 | 0 | 0
08.07. | 20 | 1258.4193 |  | 1258.4193 | 0 | 0 | 0 | 0
08.07. | 21 | 1322.4484 |  | 1322.4484 | 0 | 0 | 0 | 0
08.07. | 22 | 1332.2991 |  | 1332.2991 | 0 | 0 | 0 | 0
08.07. | 23 | 1265.8072 |  | 1265.8072 | 0 | 0 | 0 | 0
08.07. | 24 | 1312.5978 |  | 1312.5978 | 0 | 0 | 0 | 0
09.07. | 1 | 1273.1952 |  | 1273.1952 | 0 | 0 | 0 | 0
09.07. | 2 | 1280.5832 |  | 1280.5832 | 0 | 0 | 0 | 0
09.07. | 3 | 1260.8819 |  | 1260.8819 | 0 | 0 | 0 | 0
09.07. | 4 | 1273.1952 |  | 1273.1952 | 0 | 0 | 0 | 0
09.07. | 5 | 1295.3592 |  | 1295.3592 | 0 | 0 | 0 | 0
09.07. | 6 | 1319.9858 |  | 1319.9858 | 0 | 0 | 0 | 0
09.07. | 7 | 1280.5832 |  | 1280.5832 | 0 | 0 | 0 | 0
09.07. | 8 | 1251.0313 |  | 1251.0313 | 0 | 0 | 0 | 0
09.07. | 9 | 1246.106 |  | 1246.106 | 0 | 0 | 0 | 0
09.07. | 10 | 1201.7781 |  | 1201.7781 | 0 | 0 | 0 | 0
09.07. | 11 | 1199.3154 |  | 1199.3154 | 0 | 0 | 0 | 0
09.07. | 12 | 1162.3755 |  | 1162.3755 | 0 | 0 | 0 | 0
09.07. | 13 | 1172.2262 |  | 1172.2262 | 0 | 0 | 0 | 0
09.07. | 14 | 1189.4648 |  | 1189.4648 | 0 | 0 | 0 | 0
09.07. | 15 | 1199.3154 |  | 1199.3154 | 0 | 0 | 0 | 0
09.07. | 16 | 1214.0914 |  | 1214.0914 | 0 | 0 | 0 | 0
09.07. | 17 | 1226.4047 |  | 1226.4047 | 0 | 0 | 0 | 0
09.07. | 18 | 1231.33 |  | 1231.33 | 0 | 0 | 0 | 0
09.07. | 19 | 1292.8965 |  | 1292.8965 | 0 | 0 | 0 | 0
09.07. | 20 | 1371.7016 |  | 1371.7016 | 0 | 0 | 0 | 0
09.07. | 21 | 1371.7016 |  | 1371.7016 | 0 | 0 | 0 | 0
09.07. | 22 | 1374.1643 |  | 1374.1643 | 0 | 0 | 0 | 0
09.07. | 23 | 1376.6269 |  | 1376.6269 | 0 | 0 | 0 | 0
09.07. | 24 | 1369.239 |  | 1369.239 | 0 | 0 | 0 | 0
10.07. | 1 | 1366.7763 |  | 1366.7763 | 0 | 0 | 0 | 0
10.07. | 2 | 1361.851 |  | 1361.851 | 0 | 0 | 0 | 0
10.07. | 3 | 1361.851 |  | 1361.851 | 0 | 0 | 0 | 0
10.07. | 4 | 1359.3883 |  | 1359.3883 | 0 | 0 | 0 | 0
10.07. | 5 | 1359.3883 |  | 1359.3883 | 0 | 0 | 0 | 0
10.07. | 6 | 1352.0003 |  | 1352.0003 | 0 | 0 | 0 | 0
10.07. | 7 | 1344.6124 |  | 1344.6124 | 0 | 0 | 0 | 0
10.07. | 8 | 1342.1497 |  | 1342.1497 | 0 | 0 | 0 | 0
10.07. | 9 | 1248.5686 |  | 1248.5686 | 0 | 0 | 0 | 0
10.07. | 10 | 1209.1661 |  | 1209.1661 | 0 | 0 | 0 | 0
10.07. | 11 | 1206.7034 |  | 1206.7034 | 0 | 0 | 0 | 0
10.07. | 12 | 1184.5395 |  | 1184.5395 | 0 | 0 | 0 | 0
10.07. | 13 | 1184.5395 |  | 1184.5395 | 0 | 0 | 0 | 0
10.07. | 14 | 1204.2407 |  | 1204.2407 | 0 | 0 | 0 | 0
10.07. | 15 | 1184.5395 |  | 1184.5395 | 0 | 0 | 0 | 0
10.07. | 16 | 1191.9274 |  | 1191.9274 | 0 | 0 | 0 | 0
10.07. | 17 | 1248.5686 |  | 1248.5686 | 0 | 0 | 0 | 0
10.07. | 18 | 1255.9566 |  | 1255.9566 | 0 | 0 | 0 | 0
10.07. | 19 | 1327.3737 |  | 1327.3737 | 0 | 0 | 0 | 0
10.07. | 20 | 1366.7763 |  | 1366.7763 | 0 | 0 | 0 | 0
10.07. | 21 | 1384.0149 |  | 1384.0149 | 0 | 0 | 0 | 0
10.07. | 22 | 1371.7016 |  | 1371.7016 | 0 | 0 | 0 | 0
10.07. | 23 | 1364.3136 |  | 1364.3136 | 0 | 0 | 0 | 0
10.07. | 24 | 1361.851 |  | 1361.851 | 0 | 0 | 0 | 0
11.07. | 1 | 1359.3883 |  | 1359.3883 | 0 | 0 | 0 | 0
11.07. | 2 | 1364.3136 |  | 1364.3136 | 0 | 0 | 0 | 0
11.07. | 3 | 1354.463 |  | 1354.463 | 0 | 0 | 0 | 0
11.07. | 4 | 1364.3136 |  | 1364.3136 | 0 | 0 | 0 | 0
11.07. | 5 | 1381.5523 |  | 1381.5523 | 0 | 0 | 0 | 0
11.07. | 6 | 1391.4029 |  | 1391.4029 | 0 | 0 | 0 | 0
11.07. | 7 | 1359.3883 |  | 1359.3883 | 0 | 0 | 0 | 0
11.07. | 8 | 1356.9257 |  | 1356.9257 | 0 | 0 | 0 | 0
11.07. | 9 | 1302.7471 |  | 1302.7471 | 0 | 0 | 0 | 0
11.07. | 10 | 1263.3446 |  | 1263.3446 | 0 | 0 | 0 | 0
11.07. | 11 | 1233.7927 |  | 1233.7927 | 0 | 0 | 0 | 0
11.07. | 12 | 1248.5686 |  | 1248.5686 | 0 | 0 | 0 | 0
11.07. | 13 | 1258.4193 |  | 1258.4193 | 0 | 0 | 0 | 0
11.07. | 14 | 1255.9566 |  | 1255.9566 | 0 | 0 | 0 | 0
11.07. | 15 | 1248.5686 |  | 1248.5686 | 0 | 0 | 0 | 0
11.07. | 16 | 1233.7927 |  | 1233.7927 | 0 | 0 | 0 | 0
11.07. | 17 | 1236.2553 |  | 1236.2553 | 0 | 0 | 0 | 0
11.07. | 18 | 1263.3446 |  | 1263.3446 | 0 | 0 | 0 | 0
11.07. | 19 | 1292.8965 |  | 1292.8965 | 0 | 0 | 0 | 0
11.07. | 20 | 1369.239 |  | 1369.239 | 0 | 0 | 0 | 0
11.07. | 21 | 1386.4776 |  | 1386.4776 | 0 | 0 | 0 | 0
11.07. | 22 | 1354.463 |  | 1354.463 | 0 | 0 | 0 | 0
11.07. | 23 | 1332.2991 |  | 1332.2991 | 0 | 0 | 0 | 0
11.07. | 24 | 1329.8364 |  | 1329.8364 | 0 | 0 | 0 | 0
12.07. | 1 | 1349.5377 |  | 1349.5377 | 0 | 0 | 0 | 0
12.07. | 2 | 1339.687 |  | 1339.687 | 0 | 0 | 0 | 0
12.07. | 3 | 1332.2991 |  | 1332.2991 | 0 | 0 | 0 | 0
12.07. | 4 | 1258.4193 |  | 1258.4193 | 0 | 0 | 0 | 0
12.07. | 5 | 1258.4193 |  | 1258.4193 | 0 | 0 | 0 | 0
12.07. | 6 | 1302.7471 |  | 1302.7471 | 0 | 0 | 0 | 0
12.07. | 7 | 1265.8072 |  | 1265.8072 | 0 | 0 | 0 | 0
12.07. | 8 | 1251.0313 |  | 1251.0313 | 0 | 0 | 0 | 0
12.07. | 9 | 1233.7927 |  | 1233.7927 | 0 | 0 | 0 | 0
12.07. | 10 | 1216.554 |  | 1216.554 | 0 | 0 | 0 | 0
12.07. | 11 | 1199.3154 |  | 1199.3154 | 0 | 0 | 0 | 0
12.07. | 12 | 1209.1661 |  | 1209.1661 | 0 | 0 | 0 | 0
12.07. | 13 | 1199.3154 |  | 1199.3154 | 0 | 0 | 0 | 0
12.07. | 14 | 1201.7781 |  | 1201.7781 | 0 | 0 | 0 | 0
12.07. | 15 | 1194.3901 |  | 1194.3901 | 0 | 0 | 0 | 0
12.07. | 16 | 1199.3154 |  | 1199.3154 | 0 | 0 | 0 | 0
12.07. | 17 | 1204.2407 |  | 1204.2407 | 0 | 0 | 0 | 0
12.07. | 18 | 1226.4047 |  | 1226.4047 | 0 | 0 | 0 | 0
12.07. | 19 | 1231.33 |  | 1231.33 | 0 | 0 | 0 | 0
12.07. | 20 | 1273.1952 |  | 1273.1952 | 0 | 0 | 0 | 0
12.07. | 21 | 1374.1643 |  | 1374.1643 | 0 | 0 | 0 | 0
12.07. | 22 | 1374.1643 |  | 1374.1643 | 0 | 0 | 0 | 0
12.07. | 23 | 1369.239 |  | 1369.239 | 0 | 0 | 0 | 0
12.07. | 24 | 1371.7016 |  | 1371.7016 | 0 | 0 | 0 | 0
13.07. | 1 | 1381.5523 |  | 1381.5523 | 0 | 0 | 0 | 0
13.07. | 2 | 1369.239 |  | 1369.239 | 0 | 0 | 0 | 0
13.07. | 3 | 1342.1497 |  | 1342.1497 | 0 | 0 | 0 | 0
13.07. | 4 | 1359.3883 |  | 1359.3883 | 0 | 0 | 0 | 0
13.07. | 5 | 1356.9257 |  | 1356.9257 | 0 | 0 | 0 | 0
13.07. | 6 | 1354.463 |  | 1354.463 | 0 | 0 | 0 | 0
13.07. | 7 | 1287.9712 |  | 1287.9712 | 0 | 0 | 0 | 0
13.07. | 8 | 1241.1806 |  | 1241.1806 | 0 | 0 | 0 | 0
13.07. | 9 | 1194.3901 |  | 1194.3901 | 0 | 0 | 0 | 0
13.07. | 10 | 1159.9129 |  | 1159.9129 | 0 | 0 | 0 | 0
13.07. | 11 | 1145.1369 |  | 1145.1369 | 0 | 0 | 0 | 0
13.07. | 12 | 1100.809 |  | 1100.809 | 0 | 0 | 0 | 0
13.07. | 13 | 1076.1824 |  | 1076.1824 | 0 | 0 | 0 | 0
13.07. | 14 | 1071.2571 |  | 1071.2571 | 0 | 0 | 0 | 0
13.07. | 15 | 1071.2571 |  | 1071.2571 | 0 | 0 | 0 | 0
13.07. | 16 | 1061.4065 |  | 1061.4065 | 0 | 0 | 0 | 0
13.07. | 17 | 1122.973 |  | 1122.973 | 0 | 0 | 0 | 0
13.07. | 18 | 1211.6287 |  | 1211.6287 | 0 | 0 | 0 | 0
13.07. | 19 | 1236.2553 |  | 1236.2553 | 0 | 0 | 0 | 0
13.07. | 20 | 1300.2845 |  | 1300.2845 | 0 | 0 | 0 | 0
13.07. | 21 | 1347.075 |  | 1347.075 | 0 | 0 | 0 | 0
13.07. | 22 | 1342.1497 |  | 1342.1497 | 0 | 0 | 0 | 0
13.07. | 23 | 1334.7617 |  | 1334.7617 | 0 | 0 | 0 | 0
13.07. | 24 | 1339.687 |  | 1339.687 | 0 | 0 | 0 | 0
14.07. | 1 | 1342.1497 |  | 1342.1497 | 0 | 0 | 0 | 0
14.07. | 2 | 1297.8218 |  | 1297.8218 | 0 | 0 | 0 | 0
14.07. | 3 | 1275.6579 |  | 1275.6579 | 0 | 0 | 0 | 0
14.07. | 4 | 1290.4338 |  | 1290.4338 | 0 | 0 | 0 | 0
14.07. | 5 | 1290.4338 |  | 1290.4338 | 0 | 0 | 0 | 0
14.07. | 6 | 1283.0459 |  | 1283.0459 | 0 | 0 | 0 | 0
14.07. | 7 | 1228.8673 |  | 1228.8673 | 0 | 0 | 0 | 0
14.07. | 8 | 1201.7781 |  | 1201.7781 | 0 | 0 | 0 | 0
14.07. | 9 | 1130.3609 |  | 1130.3609 | 0 | 0 | 0 | 0
14.07. | 10 | 1029.3919 |  | 1029.3919 | 0 | 0 | 0 | 0
14.07. | 11 | 980.1387 |  | 980.1387 | 0 | 0 | 0 | 0
14.07. | 12 | 957.9747 |  | 957.9747 | 0 | 0 | 0 | 0
14.07. | 13 | 962.9001 |  | 962.9001 | 0 | 0 | 0 | 0
14.07. | 14 | 933.3481 |  | 933.3481 | 0 | 0 | 0 | 0
14.07. | 15 | 928.4228 |  | 928.4228 | 0 | 0 | 0 | 0
14.07. | 16 | 925.9602 |  | 925.9602 | 0 | 0 | 0 | 0
14.07. | 17 | 1044.1678 |  | 1044.1678 | 0 | 0 | 0 | 0
14.07. | 18 | 1073.7198 |  | 1073.7198 | 0 | 0 | 0 | 0
14.07. | 19 | 1127.8983 |  | 1127.8983 | 0 | 0 | 0 | 0
14.07. | 20 | 1174.6888 |  | 1174.6888 | 0 | 0 | 0 | 0
14.07. | 21 | 1283.0459 |  | 1283.0459 | 0 | 0 | 0 | 0
14.07. | 22 | 1283.0459 |  | 1283.0459 | 0 | 0 | 0 | 0
14.07. | 23 | 1255.9566 |  | 1255.9566 | 0 | 0 | 0 | 0
14.07. | 24 | 1248.5686 |  | 1248.5686 | 0 | 0 | 0 | 0
15.07. | 1 | 1251.0313 |  | 1251.0313 | 0 | 0 | 0 | 0
15.07. | 2 | 1191.9274 |  | 1191.9274 | 0 | 0 | 0 | 0
15.07. | 3 | 1187.0021 |  | 1187.0021 | 0 | 0 | 0 | 0
15.07. | 4 | 1231.33 |  | 1231.33 | 0 | 0 | 0 | 0
15.07. | 5 | 1251.0313 |  | 1251.0313 | 0 | 0 | 0 | 0
15.07. | 6 | 1241.1806 |  | 1241.1806 | 0 | 0 | 0 | 0
15.07. | 7 | 1223.942 |  | 1223.942 | 0 | 0 | 0 | 0
15.07. | 8 | 1214.0914 |  | 1214.0914 | 0 | 0 | 0 | 0
15.07. | 9 | 1137.7489 |  | 1137.7489 | 0 | 0 | 0 | 0
15.07. | 10 | 1090.9584 |  | 1090.9584 | 0 | 0 | 0 | 0
15.07. | 11 | 1056.4811 |  | 1056.4811 | 0 | 0 | 0 | 0
15.07. | 12 | 1063.8691 |  | 1063.8691 | 0 | 0 | 0 | 0
15.07. | 13 | 1088.4957 |  | 1088.4957 | 0 | 0 | 0 | 0
15.07. | 14 | 1090.9584 |  | 1090.9584 | 0 | 0 | 0 | 0
15.07. | 15 | 1036.7799 |  | 1036.7799 | 0 | 0 | 0 | 0
15.07. | 16 | 1076.1824 |  | 1076.1824 | 0 | 0 | 0 | 0
15.07. | 17 | 1029.3919 |  | 1029.3919 | 0 | 0 | 0 | 0
15.07. | 18 | 1090.9584 |  | 1090.9584 | 0 | 0 | 0 | 0
15.07. | 19 | 1199.3154 |  | 1199.3154 | 0 | 0 | 0 | 0
15.07. | 20 | 1253.4939 |  | 1253.4939 | 0 | 0 | 0 | 0
15.07. | 21 | 1354.463 |  | 1354.463 | 0 | 0 | 0 | 0
15.07. | 22 | 1356.9257 |  | 1356.9257 | 0 | 0 | 0 | 0
15.07. | 23 | 1347.075 |  | 1347.075 | 0 | 0 | 0 | 0
15.07. | 24 | 1329.8364 |  | 1329.8364 | 0 | 0 | 0 | 0
16.07. | 1 | 1315.0604 |  | 1315.0604 | 0 | 0 | 0 | 0
16.07. | 2 | 1310.1351 |  | 1310.1351 | 0 | 0 | 0 | 0
16.07. | 3 | 1305.2098 |  | 1305.2098 | 0 | 0 | 0 | 0
16.07. | 4 | 1287.9712 |  | 1287.9712 | 0 | 0 | 0 | 0
16.07. | 5 | 1312.5978 |  | 1312.5978 | 0 | 0 | 0 | 0
16.07. | 6 | 1275.6579 |  | 1275.6579 | 0 | 0 | 0 | 0
16.07. | 7 | 1273.1952 |  | 1273.1952 | 0 | 0 | 0 | 0
16.07. | 8 | 1273.1952 |  | 1273.1952 | 0 | 0 | 0 | 0
16.07. | 9 | 1253.4939 |  | 1253.4939 | 0 | 0 | 0 | 0
16.07. | 10 | 1174.6888 |  | 1174.6888 | 0 | 0 | 0 | 0
16.07. | 11 | 1150.0622 |  | 1150.0622 | 0 | 0 | 0 | 0
16.07. | 12 | 1159.9129 |  | 1159.9129 | 0 | 0 | 0 | 0
16.07. | 13 | 1154.9875 |  | 1154.9875 | 0 | 0 | 0 | 0
16.07. | 14 | 1145.1369 |  | 1145.1369 | 0 | 0 | 0 | 0
16.07. | 15 | 1127.8983 |  | 1127.8983 | 0 | 0 | 0 | 0
16.07. | 16 | 1127.8983 |  | 1127.8983 | 0 | 0 | 0 | 0
16.07. | 17 | 1132.8236 |  | 1132.8236 | 0 | 0 | 0 | 0
16.07. | 18 | 1157.4502 |  | 1157.4502 | 0 | 0 | 0 | 0
16.07. | 19 | 1226.4047 |  | 1226.4047 | 0 | 0 | 0 | 0
16.07. | 20 | 1285.5085 |  | 1285.5085 | 0 | 0 | 0 | 0
16.07. | 21 | 1366.7763 |  | 1366.7763 | 0 | 0 | 0 | 0
16.07. | 22 | 1337.2244 |  | 1337.2244 | 0 | 0 | 0 | 0
16.07. | 23 | 1305.2098 |  | 1305.2098 | 0 | 0 | 0 | 0
16.07. | 24 | 1359.3883 |  | 1359.3883 | 0 | 0 | 0 | 0
17.07. | 1 | 1359.3883 |  | 1359.3883 | 0 | 0 | 0 | 0
17.07. | 2 | 1379.0896 |  | 1379.0896 | 0 | 0 | 0 | 0
17.07. | 3 | 1396.3282 |  | 1396.3282 | 0 | 0 | 0 | 0
17.07. | 4 | 1413.5668 |  | 1413.5668 | 0 | 0 | 0 | 0
17.07. | 5 | 1381.5523 |  | 1381.5523 | 0 | 0 | 0 | 0
17.07. | 6 | 1347.075 |  | 1347.075 | 0 | 0 | 0 | 0
17.07. | 7 | 1354.463 |  | 1354.463 | 0 | 0 | 0 | 0
17.07. | 8 | 1376.6269 |  | 1376.6269 | 0 | 0 | 0 | 0
17.07. | 9 | 1352.0003 |  | 1352.0003 | 0 | 0 | 0 | 0
17.07. | 10 | 1334.7617 |  | 1334.7617 | 0 | 0 | 0 | 0
17.07. | 11 | 1278.1205 |  | 1278.1205 | 0 | 0 | 0 | 0
17.07. | 12 | 1275.6579 |  | 1275.6579 | 0 | 0 | 0 | 0
17.07. | 13 | 1292.8965 |  | 1292.8965 | 0 | 0 | 0 | 0
17.07. | 14 | 1302.7471 |  | 1302.7471 | 0 | 0 | 0 | 0
17.07. | 15 | 1287.9712 |  | 1287.9712 | 0 | 0 | 0 | 0
17.07. | 16 | 1280.5832 |  | 1280.5832 | 0 | 0 | 0 | 0
17.07. | 17 | 1302.7471 |  | 1302.7471 | 0 | 0 | 0 | 0
17.07. | 18 | 1319.9858 |  | 1319.9858 | 0 | 0 | 0 | 0
17.07. | 19 | 1413.5668 |  | 1413.5668 | 0 | 0 | 0 | 0
17.07. | 20 | 1408.6415 |  | 1408.6415 | 0 | 0 | 0 | 0
17.07. | 21 | 1401.2535 |  | 1401.2535 | 0 | 0 | 0 | 0
17.07. | 22 | 1398.7909 |  | 1398.7909 | 0 | 0 | 0 | 0
17.07. | 23 | 1391.4029 |  | 1391.4029 | 0 | 0 | 0 | 0
17.07. | 24 | 1391.4029 |  | 1391.4029 | 0 | 0 | 0 | 0
18.07. | 1 | 1388.9402 |  | 1388.9402 | 0 | 0 | 0 | 0
18.07. | 2 | 1384.0149 |  | 1384.0149 | 0 | 0 | 0 | 0
18.07. | 3 | 1381.5523 |  | 1381.5523 | 0 | 0 | 0 | 0
18.07. | 4 | 1379.0896 |  | 1379.0896 | 0 | 0 | 0 | 0
18.07. | 5 | 1379.0896 |  | 1379.0896 | 0 | 0 | 0 | 0
18.07. | 6 | 1376.6269 |  | 1376.6269 | 0 | 0 | 0 | 0
18.07. | 7 | 1376.6269 |  | 1376.6269 | 0 | 0 | 0 | 0
18.07. | 8 | 1379.0896 |  | 1379.0896 | 0 | 0 | 0 | 0
18.07. | 9 | 1347.075 |  | 1347.075 | 0 | 0 | 0 | 0
18.07. | 10 | 1356.9257 |  | 1356.9257 | 0 | 0 | 0 | 0
18.07. | 11 | 1332.2991 |  | 1332.2991 | 0 | 0 | 0 | 0
18.07. | 12 | 1324.9111 |  | 1324.9111 | 0 | 0 | 0 | 0
18.07. | 13 | 1322.4484 |  | 1322.4484 | 0 | 0 | 0 | 0
18.07. | 14 | 1327.3737 |  | 1327.3737 | 0 | 0 | 0 | 0
18.07. | 15 | 1310.1351 |  | 1310.1351 | 0 | 0 | 0 | 0
18.07. | 16 | 1310.1351 |  | 1310.1351 | 0 | 0 | 0 | 0
18.07. | 17 | 1344.6124 |  | 1344.6124 | 0 | 0 | 0 | 0
18.07. | 18 | 1295.3592 |  | 1295.3592 | 0 | 0 | 0 | 0
18.07. | 19 | 1354.463 |  | 1354.463 | 0 | 0 | 0 | 0
18.07. | 20 | 1366.7763 |  | 1366.7763 | 0 | 0 | 0 | 0
18.07. | 21 | 1384.0149 |  | 1384.0149 | 0 | 0 | 0 | 0
18.07. | 22 | 1386.4776 |  | 1386.4776 | 0 | 0 | 0 | 0
18.07. | 23 | 1371.7016 |  | 1371.7016 | 0 | 0 | 0 | 0
18.07. | 24 | 1379.0896 |  | 1379.0896 | 0 | 0 | 0 | 0
19.07. | 1 | 1366.7763 |  | 1366.7763 | 0 | 0 | 0 | 0
19.07. | 2 | 1361.851 |  | 1361.851 | 0 | 0 | 0 | 0
19.07. | 3 | 1359.3883 |  | 1359.3883 | 0 | 0 | 0 | 0
19.07. | 4 | 1354.463 |  | 1354.463 | 0 | 0 | 0 | 0
19.07. | 5 | 1364.3136 |  | 1364.3136 | 0 | 0 | 0 | 0
19.07. | 6 | 1364.3136 |  | 1364.3136 | 0 | 0 | 0 | 0
19.07. | 7 | 1361.851 |  | 1361.851 | 0 | 0 | 0 | 0
19.07. | 8 | 1356.9257 |  | 1356.9257 | 0 | 0 | 0 | 0
19.07. | 9 | 1356.9257 |  | 1356.9257 | 0 | 0 | 0 | 0
19.07. | 10 | 1344.6124 |  | 1344.6124 | 0 | 0 | 0 | 0
19.07. | 11 | 1297.8218 |  | 1297.8218 | 0 | 0 | 0 | 0
19.07. | 12 | 1273.1952 |  | 1273.1952 | 0 | 0 | 0 | 0
19.07. | 13 | 1280.5832 |  | 1280.5832 | 0 | 0 | 0 | 0
19.07. | 14 | 1283.0459 |  | 1283.0459 | 0 | 0 | 0 | 0
19.07. | 15 | 1246.106 |  | 1246.106 | 0 | 0 | 0 | 0
19.07. | 16 | 1255.9566 |  | 1255.9566 | 0 | 0 | 0 | 0
19.07. | 17 | 1251.0313 |  | 1251.0313 | 0 | 0 | 0 | 0
19.07. | 18 | 1248.5686 |  | 1248.5686 | 0 | 0 | 0 | 0
19.07. | 19 | 1322.4484 |  | 1322.4484 | 0 | 0 | 0 | 0
19.07. | 20 | 1337.2244 |  | 1337.2244 | 0 | 0 | 0 | 0
19.07. | 21 | 1337.2244 |  | 1337.2244 | 0 | 0 | 0 | 0
19.07. | 22 | 1302.7471 |  | 1302.7471 | 0 | 0 | 0 | 0
19.07. | 23 | 1268.2699 |  | 1268.2699 | 0 | 0 | 0 | 0
19.07. | 24 | 1258.4193 |  | 1258.4193 | 0 | 0 | 0 | 0
20.07. | 1 | 1219.0167 |  | 1219.0167 | 0 | 0 | 0 | 0
20.07. | 2 | 1219.0167 |  | 1219.0167 | 0 | 0 | 0 | 0
20.07. | 3 | 1219.0167 |  | 1219.0167 | 0 | 0 | 0 | 0
20.07. | 4 | 1214.0914 |  | 1214.0914 | 0 | 0 | 0 | 0
20.07. | 5 | 1221.4794 |  | 1221.4794 | 0 | 0 | 0 | 0
20.07. | 6 | 1236.2553 |  | 1236.2553 | 0 | 0 | 0 | 0
20.07. | 7 | 1164.8382 |  | 1164.8382 | 0 | 0 | 0 | 0
20.07. | 8 | 1172.2262 |  | 1172.2262 | 0 | 0 | 0 | 0
20.07. | 9 | 1150.0622 |  | 1150.0622 | 0 | 0 | 0 | 0
20.07. | 10 | 1118.0476 |  | 1118.0476 | 0 | 0 | 0 | 0
20.07. | 11 | 1076.1824 |  | 1076.1824 | 0 | 0 | 0 | 0
20.07. | 12 | 1108.197 |  | 1108.197 | 0 | 0 | 0 | 0
20.07. | 13 | 1095.8837 |  | 1095.8837 | 0 | 0 | 0 | 0
20.07. | 14 | 1103.2717 |  | 1103.2717 | 0 | 0 | 0 | 0
20.07. | 15 | 1100.809 |  | 1100.809 | 0 | 0 | 0 | 0
20.07. | 16 | 1105.7343 |  | 1105.7343 | 0 | 0 | 0 | 0
20.07. | 17 | 1120.5103 |  | 1120.5103 | 0 | 0 | 0 | 0
20.07. | 18 | 1147.5996 |  | 1147.5996 | 0 | 0 | 0 | 0
20.07. | 19 | 1184.5395 |  | 1184.5395 | 0 | 0 | 0 | 0
20.07. | 20 | 1248.5686 |  | 1248.5686 | 0 | 0 | 0 | 0
20.07. | 21 | 1322.4484 |  | 1322.4484 | 0 | 0 | 0 | 0
20.07. | 22 | 1295.3592 |  | 1295.3592 | 0 | 0 | 0 | 0
20.07. | 23 | 1300.2845 |  | 1300.2845 | 0 | 0 | 0 | 0
20.07. | 24 | 1238.718 |  | 1238.718 | 0 | 0 | 0 | 0
21.07. | 1 | 1228.8673 |  | 1228.8673 | 0 | 0 | 0 | 0
21.07. | 2 | 1226.4047 |  | 1226.4047 | 0 | 0 | 0 | 0
21.07. | 3 | 1196.8528 |  | 1196.8528 | 0 | 0 | 0 | 0
21.07. | 4 | 1196.8528 |  | 1196.8528 | 0 | 0 | 0 | 0
21.07. | 5 | 1179.6141 |  | 1179.6141 | 0 | 0 | 0 | 0
21.07. | 6 | 1196.8528 |  | 1196.8528 | 0 | 0 | 0 | 0
21.07. | 7 | 1204.2407 |  | 1204.2407 | 0 | 0 | 0 | 0
21.07. | 8 | 1162.3755 |  | 1162.3755 | 0 | 0 | 0 | 0
21.07. | 9 | 1127.8983 |  | 1127.8983 | 0 | 0 | 0 | 0
21.07. | 10 | 1103.2717 |  | 1103.2717 | 0 | 0 | 0 | 0
21.07. | 11 | 1086.0331 |  | 1086.0331 | 0 | 0 | 0 | 0
21.07. | 12 | 1046.6305 |  | 1046.6305 | 0 | 0 | 0 | 0
21.07. | 13 | 1066.3318 |  | 1066.3318 | 0 | 0 | 0 | 0
21.07. | 14 | 1078.6451 |  | 1078.6451 | 0 | 0 | 0 | 0
21.07. | 15 | 1078.6451 |  | 1078.6451 | 0 | 0 | 0 | 0
21.07. | 16 | 1081.1077 |  | 1081.1077 | 0 | 0 | 0 | 0
21.07. | 17 | 1076.1824 |  | 1076.1824 | 0 | 0 | 0 | 0
21.07. | 18 | 1081.1077 |  | 1081.1077 | 0 | 0 | 0 | 0
21.07. | 19 | 1118.0476 |  | 1118.0476 | 0 | 0 | 0 | 0
21.07. | 20 | 1177.1515 |  | 1177.1515 | 0 | 0 | 0 | 0
21.07. | 21 | 1278.1205 |  | 1278.1205 | 0 | 0 | 0 | 0
21.07. | 22 | 1280.5832 |  | 1280.5832 | 0 | 0 | 0 | 0
21.07. | 23 | 1283.0459 |  | 1283.0459 | 0 | 0 | 0 | 0
21.07. | 24 | 1322.4484 |  | 1322.4484 | 0 | 0 | 0 | 0
22.07. | 1 | 1339.687 |  | 1339.687 | 0 | 0 | 0 | 0
22.07. | 2 | 1324.9111 |  | 1324.9111 | 0 | 0 | 0 | 0
22.07. | 3 | 1292.8965 |  | 1292.8965 | 0 | 0 | 0 | 0
22.07. | 4 | 1283.0459 |  | 1283.0459 | 0 | 0 | 0 | 0
22.07. | 5 | 1310.1351 |  | 1310.1351 | 0 | 0 | 0 | 0
22.07. | 6 | 1317.5231 |  | 1317.5231 | 0 | 0 | 0 | 0
22.07. | 7 | 1310.1351 |  | 1310.1351 | 0 | 0 | 0 | 0
22.07. | 8 | 1278.1205 |  | 1278.1205 | 0 | 0 | 0 | 0
22.07. | 9 | 1194.3901 |  | 1194.3901 | 0 | 0 | 0 | 0
22.07. | 10 | 1127.8983 |  | 1127.8983 | 0 | 0 | 0 | 0
22.07. | 11 | 1090.9584 |  | 1090.9584 | 0 | 0 | 0 | 0
22.07. | 12 | 1078.6451 |  | 1078.6451 | 0 | 0 | 0 | 0
22.07. | 13 | 1071.2571 |  | 1071.2571 | 0 | 0 | 0 | 0
22.07. | 14 | 1073.7198 |  | 1073.7198 | 0 | 0 | 0 | 0
22.07. | 15 | 1066.3318 |  | 1066.3318 | 0 | 0 | 0 | 0
22.07. | 16 | 1073.7198 |  | 1073.7198 | 0 | 0 | 0 | 0
22.07. | 17 | 1061.4065 |  | 1061.4065 | 0 | 0 | 0 | 0
22.07. | 18 | 1083.5704 |  | 1083.5704 | 0 | 0 | 0 | 0
22.07. | 19 | 1150.0622 |  | 1150.0622 | 0 | 0 | 0 | 0
22.07. | 20 | 1248.5686 |  | 1248.5686 | 0 | 0 | 0 | 0
22.07. | 21 | 1315.0604 |  | 1315.0604 | 0 | 0 | 0 | 0
22.07. | 22 | 1339.687 |  | 1339.687 | 0 | 0 | 0 | 0
22.07. | 23 | 1337.2244 |  | 1337.2244 | 0 | 0 | 0 | 0
22.07. | 24 | 1327.3737 |  | 1327.3737 | 0 | 0 | 0 | 0
23.07. | 1 | 1315.0604 |  | 1315.0604 | 0 | 0 | 0 | 0
23.07. | 2 | 1283.0459 |  | 1283.0459 | 0 | 0 | 0 | 0
23.07. | 3 | 1283.0459 |  | 1283.0459 | 0 | 0 | 0 | 0
23.07. | 4 | 1290.4338 |  | 1290.4338 | 0 | 0 | 0 | 0
23.07. | 5 | 1280.5832 |  | 1280.5832 | 0 | 0 | 0 | 0
23.07. | 6 | 1317.5231 |  | 1317.5231 | 0 | 0 | 0 | 0
23.07. | 7 | 1315.0604 |  | 1315.0604 | 0 | 0 | 0 | 0
23.07. | 8 | 1327.3737 |  | 1327.3737 | 0 | 0 | 0 | 0
23.07. | 9 | 1243.6433 |  | 1243.6433 | 0 | 0 | 0 | 0
23.07. | 10 | 1182.0768 |  | 1182.0768 | 0 | 0 | 0 | 0
23.07. | 11 | 1177.1515 |  | 1177.1515 | 0 | 0 | 0 | 0
23.07. | 12 | 1184.5395 |  | 1184.5395 | 0 | 0 | 0 | 0
23.07. | 13 | 1182.0768 |  | 1182.0768 | 0 | 0 | 0 | 0
23.07. | 14 | 1196.8528 |  | 1196.8528 | 0 | 0 | 0 | 0
23.07. | 15 | 1179.6141 |  | 1179.6141 | 0 | 0 | 0 | 0
23.07. | 16 | 1184.5395 |  | 1184.5395 | 0 | 0 | 0 | 0
23.07. | 17 | 1187.0021 |  | 1187.0021 | 0 | 0 | 0 | 0
23.07. | 18 | 1162.3755 |  | 1162.3755 | 0 | 0 | 0 | 0
23.07. | 19 | 1177.1515 |  | 1177.1515 | 0 | 0 | 0 | 0
23.07. | 20 | 1290.4338 |  | 1290.4338 | 0 | 0 | 0 | 0
23.07. | 21 | 1339.687 |  | 1339.687 | 0 | 0 | 0 | 0
23.07. | 22 | 1356.9257 |  | 1356.9257 | 0 | 0 | 0 | 0
23.07. | 23 | 1352.0003 |  | 1352.0003 | 0 | 0 | 0 | 0
23.07. | 24 | 1238.718 |  | 1238.718 | 0 | 0 | 0 | 0
24.07. | 1 | 1211.6287 |  | 1211.6287 | 0 | 0 | 0 | 0
24.07. | 2 | 1194.3901 |  | 1194.3901 | 0 | 0 | 0 | 0
24.07. | 3 | 1189.4648 |  | 1189.4648 | 0 | 0 | 0 | 0
24.07. | 4 | 1167.3008 |  | 1167.3008 | 0 | 0 | 0 | 0
24.07. | 5 | 1152.5249 |  | 1152.5249 | 0 | 0 | 0 | 0
24.07. | 6 | 1159.9129 |  | 1159.9129 | 0 | 0 | 0 | 0
24.07. | 7 | 1169.7635 |  | 1169.7635 | 0 | 0 | 0 | 0
24.07. | 8 | 1196.8528 |  | 1196.8528 | 0 | 0 | 0 | 0
24.07. | 9 | 1122.973 |  | 1122.973 | 0 | 0 | 0 | 0
24.07. | 10 | 1093.421 |  | 1093.421 | 0 | 0 | 0 | 0
24.07. | 11 | 1078.6451 |  | 1078.6451 | 0 | 0 | 0 | 0
24.07. | 12 | 1083.5704 |  | 1083.5704 | 0 | 0 | 0 | 0
24.07. | 13 | 1066.3318 |  | 1066.3318 | 0 | 0 | 0 | 0
24.07. | 14 | 1054.0185 |  | 1054.0185 | 0 | 0 | 0 | 0
24.07. | 15 | 1054.0185 |  | 1054.0185 | 0 | 0 | 0 | 0
24.07. | 16 | 1061.4065 |  | 1061.4065 | 0 | 0 | 0 | 0
24.07. | 17 | 1063.8691 |  | 1063.8691 | 0 | 0 | 0 | 0
24.07. | 18 | 1068.7944 |  | 1068.7944 | 0 | 0 | 0 | 0
24.07. | 19 | 1159.9129 |  | 1159.9129 | 0 | 0 | 0 | 0
24.07. | 20 | 1221.4794 |  | 1221.4794 | 0 | 0 | 0 | 0
24.07. | 21 | 1233.7927 |  | 1233.7927 | 0 | 0 | 0 | 0
24.07. | 22 | 1265.8072 |  | 1265.8072 | 0 | 0 | 0 | 0
24.07. | 23 | 1273.1952 |  | 1273.1952 | 0 | 0 | 0 | 0
24.07. | 24 | 1253.4939 |  | 1253.4939 | 0 | 0 | 0 | 0
25.07. | 1 | 1243.6433 |  | 1243.6433 | 0 | 0 | 0 | 0
25.07. | 2 | 1243.6433 |  | 1243.6433 | 0 | 0 | 0 | 0
25.07. | 3 | 1236.2553 |  | 1236.2553 | 0 | 0 | 0 | 0
25.07. | 4 | 1228.8673 |  | 1228.8673 | 0 | 0 | 0 | 0
25.07. | 5 | 1251.0313 |  | 1251.0313 | 0 | 0 | 0 | 0
25.07. | 6 | 1255.9566 |  | 1255.9566 | 0 | 0 | 0 | 0
25.07. | 7 | 1246.106 |  | 1246.106 | 0 | 0 | 0 | 0
25.07. | 8 | 1246.106 |  | 1246.106 | 0 | 0 | 0 | 0
25.07. | 9 | 1157.4502 |  | 1157.4502 | 0 | 0 | 0 | 0
25.07. | 10 | 1147.5996 |  | 1147.5996 | 0 | 0 | 0 | 0
25.07. | 11 | 1105.7343 |  | 1105.7343 | 0 | 0 | 0 | 0
25.07. | 12 | 1083.5704 |  | 1083.5704 | 0 | 0 | 0 | 0
25.07. | 13 | 1086.0331 |  | 1086.0331 | 0 | 0 | 0 | 0
25.07. | 14 | 1090.9584 |  | 1090.9584 | 0 | 0 | 0 | 0
25.07. | 15 | 1093.421 |  | 1093.421 | 0 | 0 | 0 | 0
25.07. | 16 | 1090.9584 |  | 1090.9584 | 0 | 0 | 0 | 0
25.07. | 17 | 1100.809 |  | 1100.809 | 0 | 0 | 0 | 0
25.07. | 18 | 1118.0476 |  | 1118.0476 | 0 | 0 | 0 | 0
25.07. | 19 | 1147.5996 |  | 1147.5996 | 0 | 0 | 0 | 0
25.07. | 20 | 1231.33 |  | 1231.33 | 0 | 0 | 0 | 0
25.07. | 21 | 1260.8819 |  | 1260.8819 | 0 | 0 | 0 | 0
25.07. | 22 | 1255.9566 |  | 1255.9566 | 0 | 0 | 0 | 0
25.07. | 23 | 1280.5832 |  | 1280.5832 | 0 | 0 | 0 | 0
25.07. | 24 | 1317.5231 |  | 1317.5231 | 0 | 0 | 0 | 0
26.07. | 1 | 1329.8364 |  | 1329.8364 | 0 | 0 | 0 | 0
26.07. | 2 | 1329.8364 |  | 1329.8364 | 0 | 0 | 0 | 0
26.07. | 3 | 1322.4484 |  | 1322.4484 | 0 | 0 | 0 | 0
26.07. | 4 | 1297.8218 |  | 1297.8218 | 0 | 0 | 0 | 0
26.07. | 5 | 1295.3592 |  | 1295.3592 | 0 | 0 | 0 | 0
26.07. | 6 | 1297.8218 |  | 1297.8218 | 0 | 0 | 0 | 0
26.07. | 7 | 1310.1351 |  | 1310.1351 | 0 | 0 | 0 | 0
26.07. | 8 | 1297.8218 |  | 1297.8218 | 0 | 0 | 0 | 0
26.07. | 9 | 1243.6433 |  | 1243.6433 | 0 | 0 | 0 | 0
26.07. | 10 | 1157.4502 |  | 1157.4502 | 0 | 0 | 0 | 0
26.07. | 11 | 1167.3008 |  | 1167.3008 | 0 | 0 | 0 | 0
26.07. | 12 | 1147.5996 |  | 1147.5996 | 0 | 0 | 0 | 0
26.07. | 13 | 1147.5996 |  | 1147.5996 | 0 | 0 | 0 | 0
26.07. | 14 | 1152.5249 |  | 1152.5249 | 0 | 0 | 0 | 0
26.07. | 15 | 1098.3464 |  | 1098.3464 | 0 | 0 | 0 | 0
26.07. | 16 | 1058.9438 |  | 1058.9438 | 0 | 0 | 0 | 0
26.07. | 17 | 1076.1824 |  | 1076.1824 | 0 | 0 | 0 | 0
26.07. | 18 | 1083.5704 |  | 1083.5704 | 0 | 0 | 0 | 0
26.07. | 19 | 1118.0476 |  | 1118.0476 | 0 | 0 | 0 | 0
26.07. | 20 | 1241.1806 |  | 1241.1806 | 0 | 0 | 0 | 0
26.07. | 21 | 1251.0313 |  | 1251.0313 | 0 | 0 | 0 | 0
26.07. | 22 | 1280.5832 |  | 1280.5832 | 0 | 0 | 0 | 0
26.07. | 23 | 1295.3592 |  | 1295.3592 | 0 | 0 | 0 | 0
26.07. | 24 | 1285.5085 |  | 1285.5085 | 0 | 0 | 0 | 0
27.07. | 1 | 1283.0459 |  | 1283.0459 | 0 | 0 | 0 | 0
27.07. | 2 | 1278.1205 |  | 1278.1205 | 0 | 0 | 0 | 0
27.07. | 3 | 1275.6579 |  | 1275.6579 | 0 | 0 | 0 | 0
27.07. | 4 | 1273.1952 |  | 1273.1952 | 0 | 0 | 0 | 0
27.07. | 5 | 1278.1205 |  | 1278.1205 | 0 | 0 | 0 | 0
27.07. | 6 | 1285.5085 |  | 1285.5085 | 0 | 0 | 0 | 0
27.07. | 7 | 1275.6579 |  | 1275.6579 | 0 | 0 | 0 | 0
27.07. | 8 | 1275.6579 |  | 1275.6579 | 0 | 0 | 0 | 0
27.07. | 9 | 1223.942 |  | 1223.942 | 0 | 0 | 0 | 0
27.07. | 10 | 1174.6888 |  | 1174.6888 | 0 | 0 | 0 | 0
27.07. | 11 | 1150.0622 |  | 1150.0622 | 0 | 0 | 0 | 0
27.07. | 12 | 1142.6742 |  | 1142.6742 | 0 | 0 | 0 | 0
27.07. | 13 | 1150.0622 |  | 1150.0622 | 0 | 0 | 0 | 0
27.07. | 14 | 1135.2863 |  | 1135.2863 | 0 | 0 | 0 | 0
27.07. | 15 | 1135.2863 |  | 1135.2863 | 0 | 0 | 0 | 0
27.07. | 16 | 1140.2116 |  | 1140.2116 | 0 | 0 | 0 | 0
27.07. | 17 | 1137.7489 |  | 1137.7489 | 0 | 0 | 0 | 0
27.07. | 18 | 1174.6888 |  | 1174.6888 | 0 | 0 | 0 | 0
27.07. | 19 | 1167.3008 |  | 1167.3008 | 0 | 0 | 0 | 0
27.07. | 20 | 1263.3446 |  | 1263.3446 | 0 | 0 | 0 | 0
27.07. | 21 | 1275.6579 |  | 1275.6579 | 0 | 0 | 0 | 0
27.07. | 22 | 1287.9712 |  | 1287.9712 | 0 | 0 | 0 | 0
27.07. | 23 | 1285.5085 |  | 1285.5085 | 0 | 0 | 0 | 0
27.07. | 24 | 1278.1205 |  | 1278.1205 | 0 | 0 | 0 | 0
28.07. | 1 | 1265.8072 |  | 1265.8072 | 0 | 0 | 0 | 0
28.07. | 2 | 1246.106 |  | 1246.106 | 0 | 0 | 0 | 0
28.07. | 3 | 1260.8819 |  | 1260.8819 | 0 | 0 | 0 | 0
28.07. | 4 | 1290.4338 |  | 1290.4338 | 0 | 0 | 0 | 0
28.07. | 5 | 1305.2098 |  | 1305.2098 | 0 | 0 | 0 | 0
28.07. | 6 | 1302.7471 |  | 1302.7471 | 0 | 0 | 0 | 0
28.07. | 7 | 1278.1205 |  | 1278.1205 | 0 | 0 | 0 | 0
28.07. | 8 | 1233.7927 |  | 1233.7927 | 0 | 0 | 0 | 0
28.07. | 9 | 1196.8528 |  | 1196.8528 | 0 | 0 | 0 | 0
28.07. | 10 | 1140.2116 |  | 1140.2116 | 0 | 0 | 0 | 0
28.07. | 11 | 1088.4957 |  | 1088.4957 | 0 | 0 | 0 | 0
28.07. | 12 | 1039.2425 |  | 1039.2425 | 0 | 0 | 0 | 0
28.07. | 13 | 1022.0039 |  | 1022.0039 | 0 | 0 | 0 | 0
28.07. | 14 | 1009.6906 |  | 1009.6906 | 0 | 0 | 0 | 0
28.07. | 15 | 994.9146 |  | 994.9146 | 0 | 0 | 0 | 0
28.07. | 16 | 1012.1533 |  | 1012.1533 | 0 | 0 | 0 | 0
28.07. | 17 | 1054.0185 |  | 1054.0185 | 0 | 0 | 0 | 0
28.07. | 18 | 1130.3609 |  | 1130.3609 | 0 | 0 | 0 | 0
28.07. | 19 | 1140.2116 |  | 1140.2116 | 0 | 0 | 0 | 0
28.07. | 20 | 1214.0914 |  | 1214.0914 | 0 | 0 | 0 | 0
28.07. | 21 | 1329.8364 |  | 1329.8364 | 0 | 0 | 0 | 0
28.07. | 22 | 1322.4484 |  | 1322.4484 | 0 | 0 | 0 | 0
28.07. | 23 | 1297.8218 |  | 1297.8218 | 0 | 0 | 0 | 0
28.07. | 24 | 1307.6725 |  | 1307.6725 | 0 | 0 | 0 | 0
29.07. | 1 | 1300.2845 |  | 1300.2845 | 0 | 0 | 0 | 0
29.07. | 2 | 1292.8965 |  | 1292.8965 | 0 | 0 | 0 | 0
29.07. | 3 | 1290.4338 |  | 1290.4338 | 0 | 0 | 0 | 0
29.07. | 4 | 1278.1205 |  | 1278.1205 | 0 | 0 | 0 | 0
29.07. | 5 | 1290.4338 |  | 1290.4338 | 0 | 0 | 0 | 0
29.07. | 6 | 1292.8965 |  | 1292.8965 | 0 | 0 | 0 | 0
29.07. | 7 | 1285.5085 |  | 1285.5085 | 0 | 0 | 0 | 0
29.07. | 8 | 1270.7326 |  | 1270.7326 | 0 | 0 | 0 | 0
29.07. | 9 | 1285.5085 |  | 1285.5085 | 0 | 0 | 0 | 0
29.07. | 10 | 1182.0768 |  | 1182.0768 | 0 | 0 | 0 | 0
29.07. | 11 | 1159.9129 |  | 1159.9129 | 0 | 0 | 0 | 0
29.07. | 12 | 1108.197 |  | 1108.197 | 0 | 0 | 0 | 0
29.07. | 13 | 1135.2863 |  | 1135.2863 | 0 | 0 | 0 | 0
29.07. | 14 | 1127.8983 |  | 1127.8983 | 0 | 0 | 0 | 0
29.07. | 15 | 1122.973 |  | 1122.973 | 0 | 0 | 0 | 0
29.07. | 16 | 1130.3609 |  | 1130.3609 | 0 | 0 | 0 | 0
29.07. | 17 | 1157.4502 |  | 1157.4502 | 0 | 0 | 0 | 0
29.07. | 18 | 1177.1515 |  | 1177.1515 | 0 | 0 | 0 | 0
29.07. | 19 | 1273.1952 |  | 1273.1952 | 0 | 0 | 0 | 0
29.07. | 20 | 1310.1351 |  | 1310.1351 | 0 | 0 | 0 | 0
29.07. | 21 | 1337.2244 |  | 1337.2244 | 0 | 0 | 0 | 0
29.07. | 22 | 1349.5377 |  | 1349.5377 | 0 | 0 | 0 | 0
29.07. | 23 | 1347.075 |  | 1347.075 | 0 | 0 | 0 | 0
29.07. | 24 | 1347.075 |  | 1347.075 | 0 | 0 | 0 | 0
30.07. | 1 | 1342.1497 |  | 1342.1497 | 0 | 0 | 0 | 0
30.07. | 2 | 1344.6124 |  | 1344.6124 | 0 | 0 | 0 | 0
30.07. | 3 | 1322.4484 |  | 1322.4484 | 0 | 0 | 0 | 0
30.07. | 4 | 1342.1497 |  | 1342.1497 | 0 | 0 | 0 | 0
30.07. | 5 | 1349.5377 |  | 1349.5377 | 0 | 0 | 0 | 0
30.07. | 6 | 1344.6124 |  | 1344.6124 | 0 | 0 | 0 | 0
30.07. | 7 | 1339.687 |  | 1339.687 | 0 | 0 | 0 | 0
30.07. | 8 | 1290.4338 |  | 1290.4338 | 0 | 0 | 0 | 0
30.07. | 9 | 1255.9566 |  | 1255.9566 | 0 | 0 | 0 | 0
30.07. | 10 | 1167.3008 |  | 1167.3008 | 0 | 0 | 0 | 0
30.07. | 11 | 1152.5249 |  | 1152.5249 | 0 | 0 | 0 | 0
30.07. | 12 | 1142.6742 |  | 1142.6742 | 0 | 0 | 0 | 0
30.07. | 13 | 1142.6742 |  | 1142.6742 | 0 | 0 | 0 | 0
30.07. | 14 | 1137.7489 |  | 1137.7489 | 0 | 0 | 0 | 0
30.07. | 15 | 1122.973 |  | 1122.973 | 0 | 0 | 0 | 0
30.07. | 16 | 1113.1223 |  | 1113.1223 | 0 | 0 | 0 | 0
30.07. | 17 | 1135.2863 |  | 1135.2863 | 0 | 0 | 0 | 0
30.07. | 18 | 1135.2863 |  | 1135.2863 | 0 | 0 | 0 | 0
30.07. | 19 | 1194.3901 |  | 1194.3901 | 0 | 0 | 0 | 0
30.07. | 20 | 1228.8673 |  | 1228.8673 | 0 | 0 | 0 | 0
30.07. | 21 | 1268.2699 |  | 1268.2699 | 0 | 0 | 0 | 0
30.07. | 22 | 1283.0459 |  | 1283.0459 | 0 | 0 | 0 | 0
30.07. | 23 | 1280.5832 |  | 1280.5832 | 0 | 0 | 0 | 0
30.07. | 24 | 1219.0167 |  | 1219.0167 | 0 | 0 | 0 | 0
31.07. | 1 | 1221.4794 |  | 1221.4794 | 0 | 0 | 0 | 0
31.07. | 2 | 1191.9274 |  | 1191.9274 | 0 | 0 | 0 | 0
31.07. | 3 | 1187.0021 |  | 1187.0021 | 0 | 0 | 0 | 0
31.07. | 4 | 1184.5395 |  | 1184.5395 | 0 | 0 | 0 | 0
31.07. | 5 | 1182.0768 |  | 1182.0768 | 0 | 0 | 0 | 0
31.07. | 6 | 1177.1515 |  | 1177.1515 | 0 | 0 | 0 | 0
31.07. | 7 | 1184.5395 |  | 1184.5395 | 0 | 0 | 0 | 0
31.07. | 8 | 1221.4794 |  | 1221.4794 | 0 | 0 | 0 | 0
31.07. | 9 | 1199.3154 |  | 1199.3154 | 0 | 0 | 0 | 0
31.07. | 10 | 1118.0476 |  | 1118.0476 | 0 | 0 | 0 | 0
31.07. | 11 | 1127.8983 |  | 1127.8983 | 0 | 0 | 0 | 0
31.07. | 12 | 1093.421 |  | 1093.421 | 0 | 0 | 0 | 0
31.07. | 13 | 1061.4065 |  | 1061.4065 | 0 | 0 | 0 | 0
31.07. | 14 | 1086.0331 |  | 1086.0331 | 0 | 0 | 0 | 0
31.07. | 15 | 1083.5704 |  | 1083.5704 | 0 | 0 | 0 | 0
31.07. | 16 | 1098.3464 |  | 1098.3464 | 0 | 0 | 0 | 0
31.07. | 17 | 1098.3464 |  | 1098.3464 | 0 | 0 | 0 | 0
31.07. | 18 | 1090.9584 |  | 1090.9584 | 0 | 0 | 0 | 0
31.07. | 19 | 1196.8528 |  | 1196.8528 | 0 | 0 | 0 | 0
31.07. | 20 | 1238.718 |  | 1238.718 | 0 | 0 | 0 | 0
31.07. | 21 | 1275.6579 |  | 1275.6579 | 0 | 0 | 0 | 0
31.07. | 22 | 1283.0459 |  | 1283.0459 | 0 | 0 | 0 | 0
31.07. | 23 | 1258.4193 |  | 1258.4193 | 0 | 0 | 0 | 0
31.07. | 24 | 1255.9566 |  | 1255.9566 | 0 | 0 | 0 | 0
01.08. | 1 | 1246.106 |  | 1246.106 | 0 | 0 | 0 | 0
01.08. | 2 | 1246.106 |  | 1246.106 | 0 | 0 | 0 | 0
01.08. | 3 | 1243.6433 |  | 1243.6433 | 0 | 0 | 0 | 0
01.08. | 4 | 1236.2553 |  | 1236.2553 | 0 | 0 | 0 | 0
01.08. | 5 | 1226.4047 |  | 1226.4047 | 0 | 0 | 0 | 0
01.08. | 6 | 1236.2553 |  | 1236.2553 | 0 | 0 | 0 | 0
01.08. | 7 | 1243.6433 |  | 1243.6433 | 0 | 0 | 0 | 0
01.08. | 8 | 1223.942 |  | 1223.942 | 0 | 0 | 0 | 0
01.08. | 9 | 1191.9274 |  | 1191.9274 | 0 | 0 | 0 | 0
01.08. | 10 | 1164.8382 |  | 1164.8382 | 0 | 0 | 0 | 0
01.08. | 11 | 1147.5996 |  | 1147.5996 | 0 | 0 | 0 | 0
01.08. | 12 | 1088.4957 |  | 1088.4957 | 0 | 0 | 0 | 0
01.08. | 13 | 1083.5704 |  | 1083.5704 | 0 | 0 | 0 | 0
01.08. | 14 | 1012.1533 |  | 1012.1533 | 0 | 0 | 0 | 0
01.08. | 15 | 1012.1533 |  | 1012.1533 | 0 | 0 | 0 | 0
01.08. | 16 | 1046.6305 |  | 1046.6305 | 0 | 0 | 0 | 0
01.08. | 17 | 1061.4065 |  | 1061.4065 | 0 | 0 | 0 | 0
01.08. | 18 | 1088.4957 |  | 1088.4957 | 0 | 0 | 0 | 0
01.08. | 19 | 1130.3609 |  | 1130.3609 | 0 | 0 | 0 | 0
01.08. | 20 | 1177.1515 |  | 1177.1515 | 0 | 0 | 0 | 0
01.08. | 21 | 1243.6433 |  | 1243.6433 | 0 | 0 | 0 | 0
01.08. | 22 | 1248.5686 |  | 1248.5686 | 0 | 0 | 0 | 0
01.08. | 23 | 1194.3901 |  | 1194.3901 | 0 | 0 | 0 | 0
01.08. | 24 | 1182.0768 |  | 1182.0768 | 0 | 0 | 0 | 0
02.08. | 1 | 1167.3008 |  | 1167.3008 | 0 | 0 | 0 | 0
02.08. | 2 | 1169.7635 |  | 1169.7635 | 0 | 0 | 0 | 0
02.08. | 3 | 1187.0021 |  | 1187.0021 | 0 | 0 | 0 | 0
02.08. | 4 | 1221.4794 |  | 1221.4794 | 0 | 0 | 0 | 0
02.08. | 5 | 1236.2553 |  | 1236.2553 | 0 | 0 | 0 | 0
02.08. | 6 | 1214.0914 |  | 1214.0914 | 0 | 0 | 0 | 0
02.08. | 7 | 1179.6141 |  | 1179.6141 | 0 | 0 | 0 | 0
02.08. | 8 | 1152.5249 |  | 1152.5249 | 0 | 0 | 0 | 0
02.08. | 9 | 1130.3609 |  | 1130.3609 | 0 | 0 | 0 | 0
02.08. | 10 | 1031.8545 |  | 1031.8545 | 0 | 0 | 0 | 0
02.08. | 11 | 1002.3026 |  | 1002.3026 | 0 | 0 | 0 | 0
02.08. | 12 | 1007.2279 |  | 1007.2279 | 0 | 0 | 0 | 0
02.08. | 13 | 1004.7653 |  | 1004.7653 | 0 | 0 | 0 | 0
02.08. | 14 | 1007.2279 |  | 1007.2279 | 0 | 0 | 0 | 0
02.08. | 15 | 989.9893 |  | 989.9893 | 0 | 0 | 0 | 0
02.08. | 16 | 982.6013 |  | 982.6013 | 0 | 0 | 0 | 0
02.08. | 17 | 1002.3026 |  | 1002.3026 | 0 | 0 | 0 | 0
02.08. | 18 | 1051.5558 |  | 1051.5558 | 0 | 0 | 0 | 0
02.08. | 19 | 1090.9584 |  | 1090.9584 | 0 | 0 | 0 | 0
02.08. | 20 | 1177.1515 |  | 1177.1515 | 0 | 0 | 0 | 0
02.08. | 21 | 1209.1661 |  | 1209.1661 | 0 | 0 | 0 | 0
02.08. | 22 | 1211.6287 |  | 1211.6287 | 0 | 0 | 0 | 0
02.08. | 23 | 1206.7034 |  | 1206.7034 | 0 | 0 | 0 | 0
02.08. | 24 | 1184.5395 |  | 1184.5395 | 0 | 0 | 0 | 0
03.08. | 1 | 1182.0768 |  | 1182.0768 | 0 | 0 | 0 | 0
03.08. | 2 | 1184.5395 |  | 1184.5395 | 0 | 0 | 0 | 0
03.08. | 3 | 1201.7781 |  | 1201.7781 | 0 | 0 | 0 | 0
03.08. | 4 | 1214.0914 |  | 1214.0914 | 0 | 0 | 0 | 0
03.08. | 5 | 1211.6287 |  | 1211.6287 | 0 | 0 | 0 | 0
03.08. | 6 | 1226.4047 |  | 1226.4047 | 0 | 0 | 0 | 0
03.08. | 7 | 1184.5395 |  | 1184.5395 | 0 | 0 | 0 | 0
03.08. | 8 | 1086.0331 |  | 1086.0331 | 0 | 0 | 0 | 0
03.08. | 9 | 1058.9438 |  | 1058.9438 | 0 | 0 | 0 | 0
03.08. | 10 | 997.3773 |  | 997.3773 | 0 | 0 | 0 | 0
03.08. | 11 | 948.1241 |  | 948.1241 | 0 | 0 | 0 | 0
03.08. | 12 | 943.1988 |  | 943.1988 | 0 | 0 | 0 | 0
03.08. | 13 | 953.0494 |  | 953.0494 | 0 | 0 | 0 | 0
03.08. | 14 | 970.288 |  | 970.288 | 0 | 0 | 0 | 0
03.08. | 15 | 957.9747 |  | 957.9747 | 0 | 0 | 0 | 0
03.08. | 16 | 999.84 |  | 999.84 | 0 | 0 | 0 | 0
03.08. | 17 | 1056.4811 |  | 1056.4811 | 0 | 0 | 0 | 0
03.08. | 18 | 1088.4957 |  | 1088.4957 | 0 | 0 | 0 | 0
03.08. | 19 | 1132.8236 |  | 1132.8236 | 0 | 0 | 0 | 0
03.08. | 20 | 1169.7635 |  | 1169.7635 | 0 | 0 | 0 | 0
03.08. | 21 | 1270.7326 |  | 1270.7326 | 0 | 0 | 0 | 0
03.08. | 22 | 1241.1806 |  | 1241.1806 | 0 | 0 | 0 | 0
03.08. | 23 | 1189.4648 |  | 1189.4648 | 0 | 0 | 0 | 0
03.08. | 24 | 1226.4047 |  | 1226.4047 | 0 | 0 | 0 | 0
04.08. | 1 | 1221.4794 |  | 1221.4794 | 0 | 0 | 0 | 0
04.08. | 2 | 1216.554 |  | 1216.554 | 0 | 0 | 0 | 0
04.08. | 3 | 1214.0914 |  | 1214.0914 | 0 | 0 | 0 | 0
04.08. | 4 | 1221.4794 |  | 1221.4794 | 0 | 0 | 0 | 0
04.08. | 5 | 1196.8528 |  | 1196.8528 | 0 | 0 | 0 | 0
04.08. | 6 | 1167.3008 |  | 1167.3008 | 0 | 0 | 0 | 0
04.08. | 7 | 1164.8382 |  | 1164.8382 | 0 | 0 | 0 | 0
04.08. | 8 | 1145.1369 |  | 1145.1369 | 0 | 0 | 0 | 0
04.08. | 9 | 1147.5996 |  | 1147.5996 | 0 | 0 | 0 | 0
04.08. | 10 | 1103.2717 |  | 1103.2717 | 0 | 0 | 0 | 0
04.08. | 11 | 1066.3318 |  | 1066.3318 | 0 | 0 | 0 | 0
04.08. | 12 | 1041.7052 |  | 1041.7052 | 0 | 0 | 0 | 0
04.08. | 13 | 1054.0185 |  | 1054.0185 | 0 | 0 | 0 | 0
04.08. | 14 | 1046.6305 |  | 1046.6305 | 0 | 0 | 0 | 0
04.08. | 15 | 960.4374 |  | 960.4374 | 0 | 0 | 0 | 0
04.08. | 16 | 982.6013 |  | 982.6013 | 0 | 0 | 0 | 0
04.08. | 17 | 997.3773 |  | 997.3773 | 0 | 0 | 0 | 0
04.08. | 18 | 1022.0039 |  | 1022.0039 | 0 | 0 | 0 | 0
04.08. | 19 | 1078.6451 |  | 1078.6451 | 0 | 0 | 0 | 0
04.08. | 20 | 1169.7635 |  | 1169.7635 | 0 | 0 | 0 | 0
04.08. | 21 | 1187.0021 |  | 1187.0021 | 0 | 0 | 0 | 0
04.08. | 22 | 1182.0768 |  | 1182.0768 | 0 | 0 | 0 | 0
04.08. | 23 | 1179.6141 |  | 1179.6141 | 0 | 0 | 0 | 0
04.08. | 24 | 1196.8528 |  | 1196.8528 | 0 | 0 | 0 | 0
05.08. | 1 | 1167.3008 |  | 1167.3008 | 0 | 0 | 0 | 0
05.08. | 2 | 1162.3755 |  | 1162.3755 | 0 | 0 | 0 | 0
05.08. | 3 | 1137.7489 |  | 1137.7489 | 0 | 0 | 0 | 0
05.08. | 4 | 1137.7489 |  | 1137.7489 | 0 | 0 | 0 | 0
05.08. | 5 | 1135.2863 |  | 1135.2863 | 0 | 0 | 0 | 0
05.08. | 6 | 1125.4356 |  | 1125.4356 | 0 | 0 | 0 | 0
05.08. | 7 | 1108.197 |  | 1108.197 | 0 | 0 | 0 | 0
05.08. | 8 | 1007.2279 |  | 1007.2279 | 0 | 0 | 0 | 0
05.08. | 9 | 982.6013 |  | 982.6013 | 0 | 0 | 0 | 0
05.08. | 10 | 925.9602 |  | 925.9602 | 0 | 0 | 0 | 0
05.08. | 11 | 950.5868 |  | 950.5868 | 0 | 0 | 0 | 0
05.08. | 12 | 928.4228 |  | 928.4228 | 0 | 0 | 0 | 0
05.08. | 13 | 911.1842 |  | 911.1842 | 0 | 0 | 0 | 0
05.08. | 14 | 950.5868 |  | 950.5868 | 0 | 0 | 0 | 0
05.08. | 15 | 925.9602 |  | 925.9602 | 0 | 0 | 0 | 0
05.08. | 16 | 972.7507 |  | 972.7507 | 0 | 0 | 0 | 0
05.08. | 17 | 928.4228 |  | 928.4228 | 0 | 0 | 0 | 0
05.08. | 18 | 928.4228 |  | 928.4228 | 0 | 0 | 0 | 0
05.08. | 19 | 1039.2425 |  | 1039.2425 | 0 | 0 | 0 | 0
05.08. | 20 | 1159.9129 |  | 1159.9129 | 0 | 0 | 0 | 0
05.08. | 21 | 1199.3154 |  | 1199.3154 | 0 | 0 | 0 | 0
05.08. | 22 | 1253.4939 |  | 1253.4939 | 0 | 0 | 0 | 0
05.08. | 23 | 1243.6433 |  | 1243.6433 | 0 | 0 | 0 | 0
05.08. | 24 | 1248.5686 |  | 1248.5686 | 0 | 0 | 0 | 0
06.08. | 1 | 1248.5686 |  | 1248.5686 | 0 | 0 | 0 | 0
06.08. | 2 | 1251.0313 |  | 1251.0313 | 0 | 0 | 0 | 0
06.08. | 3 | 1246.106 |  | 1246.106 | 0 | 0 | 0 | 0
06.08. | 4 | 1228.8673 |  | 1228.8673 | 0 | 0 | 0 | 0
06.08. | 5 | 1248.5686 |  | 1248.5686 | 0 | 0 | 0 | 0
06.08. | 6 | 1238.718 |  | 1238.718 | 0 | 0 | 0 | 0
06.08. | 7 | 1243.6433 |  | 1243.6433 | 0 | 0 | 0 | 0
06.08. | 8 | 1238.718 |  | 1238.718 | 0 | 0 | 0 | 0
06.08. | 9 | 1219.0167 |  | 1219.0167 | 0 | 0 | 0 | 0
06.08. | 10 | 1122.973 |  | 1122.973 | 0 | 0 | 0 | 0
06.08. | 11 | 1088.4957 |  | 1088.4957 | 0 | 0 | 0 | 0
06.08. | 12 | 1093.421 |  | 1093.421 | 0 | 0 | 0 | 0
06.08. | 13 | 1105.7343 |  | 1105.7343 | 0 | 0 | 0 | 0
06.08. | 14 | 1098.3464 |  | 1098.3464 | 0 | 0 | 0 | 0
06.08. | 15 | 1115.585 |  | 1115.585 | 0 | 0 | 0 | 0
06.08. | 16 | 1120.5103 |  | 1120.5103 | 0 | 0 | 0 | 0
06.08. | 17 | 1150.0622 |  | 1150.0622 | 0 | 0 | 0 | 0
06.08. | 18 | 1184.5395 |  | 1184.5395 | 0 | 0 | 0 | 0
06.08. | 19 | 1216.554 |  | 1216.554 | 0 | 0 | 0 | 0
06.08. | 20 | 1300.2845 |  | 1300.2845 | 0 | 0 | 0 | 0
06.08. | 21 | 1342.1497 |  | 1342.1497 | 0 | 0 | 0 | 0
06.08. | 22 | 1334.7617 |  | 1334.7617 | 0 | 0 | 0 | 0
06.08. | 23 | 1342.1497 |  | 1342.1497 | 0 | 0 | 0 | 0
06.08. | 24 | 1339.687 |  | 1339.687 | 0 | 0 | 0 | 0
07.08. | 1 | 1312.5978 |  | 1312.5978 | 0 | 0 | 0 | 0
07.08. | 2 | 1211.6287 |  | 1211.6287 | 0 | 0 | 0 | 0
07.08. | 3 | 1182.0768 |  | 1182.0768 | 0 | 0 | 0 | 0
07.08. | 4 | 1270.7326 |  | 1270.7326 | 0 | 0 | 0 | 0
07.08. | 5 | 1273.1952 |  | 1273.1952 | 0 | 0 | 0 | 0
07.08. | 6 | 1290.4338 |  | 1290.4338 | 0 | 0 | 0 | 0
07.08. | 7 | 1302.7471 |  | 1302.7471 | 0 | 0 | 0 | 0
07.08. | 8 | 1231.33 |  | 1231.33 | 0 | 0 | 0 | 0
07.08. | 9 | 1231.33 |  | 1231.33 | 0 | 0 | 0 | 0
07.08. | 10 | 1206.7034 |  | 1206.7034 | 0 | 0 | 0 | 0
07.08. | 11 | 1187.0021 |  | 1187.0021 | 0 | 0 | 0 | 0
07.08. | 12 | 1199.3154 |  | 1199.3154 | 0 | 0 | 0 | 0
07.08. | 13 | 1201.7781 |  | 1201.7781 | 0 | 0 | 0 | 0
07.08. | 14 | 1214.0914 |  | 1214.0914 | 0 | 0 | 0 | 0
07.08. | 15 | 1209.1661 |  | 1209.1661 | 0 | 0 | 0 | 0
07.08. | 16 | 1214.0914 |  | 1214.0914 | 0 | 0 | 0 | 0
07.08. | 17 | 1223.942 |  | 1223.942 | 0 | 0 | 0 | 0
07.08. | 18 | 1251.0313 |  | 1251.0313 | 0 | 0 | 0 | 0
07.08. | 19 | 1248.5686 |  | 1248.5686 | 0 | 0 | 0 | 0
07.08. | 20 | 1352.0003 |  | 1352.0003 | 0 | 0 | 0 | 0
07.08. | 21 | 1374.1643 |  | 1374.1643 | 0 | 0 | 0 | 0
07.08. | 22 | 1332.2991 |  | 1332.2991 | 0 | 0 | 0 | 0
07.08. | 23 | 1347.075 |  | 1347.075 | 0 | 0 | 0 | 0
07.08. | 24 | 1342.1497 |  | 1342.1497 | 0 | 0 | 0 | 0
08.08. | 1 | 1283.0459 |  | 1283.0459 | 0 | 0 | 0 | 0
08.08. | 2 | 1241.1806 |  | 1241.1806 | 0 | 0 | 0 | 0
08.08. | 3 | 1221.4794 |  | 1221.4794 | 0 | 0 | 0 | 0
08.08. | 4 | 1209.1661 |  | 1209.1661 | 0 | 0 | 0 | 0
08.08. | 5 | 1216.554 |  | 1216.554 | 0 | 0 | 0 | 0
08.08. | 6 | 1214.0914 |  | 1214.0914 | 0 | 0 | 0 | 0
08.08. | 7 | 1209.1661 |  | 1209.1661 | 0 | 0 | 0 | 0
08.08. | 8 | 1189.4648 |  | 1189.4648 | 0 | 0 | 0 | 0
08.08. | 9 | 1162.3755 |  | 1162.3755 | 0 | 0 | 0 | 0
08.08. | 10 | 1098.3464 |  | 1098.3464 | 0 | 0 | 0 | 0
08.08. | 11 | 1113.1223 |  | 1113.1223 | 0 | 0 | 0 | 0
08.08. | 12 | 1081.1077 |  | 1081.1077 | 0 | 0 | 0 | 0
08.08. | 13 | 1098.3464 |  | 1098.3464 | 0 | 0 | 0 | 0
08.08. | 14 | 1098.3464 |  | 1098.3464 | 0 | 0 | 0 | 0
08.08. | 15 | 1088.4957 |  | 1088.4957 | 0 | 0 | 0 | 0
08.08. | 16 | 1100.809 |  | 1100.809 | 0 | 0 | 0 | 0
08.08. | 17 | 1120.5103 |  | 1120.5103 | 0 | 0 | 0 | 0
08.08. | 18 | 1130.3609 |  | 1130.3609 | 0 | 0 | 0 | 0
08.08. | 19 | 1243.6433 |  | 1243.6433 | 0 | 0 | 0 | 0
08.08. | 20 | 1305.2098 |  | 1305.2098 | 0 | 0 | 0 | 0
08.08. | 21 | 1310.1351 |  | 1310.1351 | 0 | 0 | 0 | 0
08.08. | 22 | 1312.5978 |  | 1312.5978 | 0 | 0 | 0 | 0
08.08. | 23 | 1300.2845 |  | 1300.2845 | 0 | 0 | 0 | 0
08.08. | 24 | 1297.8218 |  | 1297.8218 | 0 | 0 | 0 | 0
09.08. | 1 | 1302.7471 |  | 1302.7471 | 0 | 0 | 0 | 0
09.08. | 2 | 1292.8965 |  | 1292.8965 | 0 | 0 | 0 | 0
09.08. | 3 | 1290.4338 |  | 1290.4338 | 0 | 0 | 0 | 0
09.08. | 4 | 1300.2845 |  | 1300.2845 | 0 | 0 | 0 | 0
09.08. | 5 | 1292.8965 |  | 1292.8965 | 0 | 0 | 0 | 0
09.08. | 6 | 1295.3592 |  | 1295.3592 | 0 | 0 | 0 | 0
09.08. | 7 | 1280.5832 |  | 1280.5832 | 0 | 0 | 0 | 0
09.08. | 8 | 1283.0459 |  | 1283.0459 | 0 | 0 | 0 | 0
09.08. | 9 | 1263.3446 |  | 1263.3446 | 0 | 0 | 0 | 0
09.08. | 10 | 1223.942 |  | 1223.942 | 0 | 0 | 0 | 0
09.08. | 11 | 1221.4794 |  | 1221.4794 | 0 | 0 | 0 | 0
09.08. | 12 | 1187.0021 |  | 1187.0021 | 0 | 0 | 0 | 0
09.08. | 13 | 1177.1515 |  | 1177.1515 | 0 | 0 | 0 | 0
09.08. | 14 | 1184.5395 |  | 1184.5395 | 0 | 0 | 0 | 0
09.08. | 15 | 1177.1515 |  | 1177.1515 | 0 | 0 | 0 | 0
09.08. | 16 | 1179.6141 |  | 1179.6141 | 0 | 0 | 0 | 0
09.08. | 17 | 1189.4648 |  | 1189.4648 | 0 | 0 | 0 | 0
09.08. | 18 | 1187.0021 |  | 1187.0021 | 0 | 0 | 0 | 0
09.08. | 19 | 1251.0313 |  | 1251.0313 | 0 | 0 | 0 | 0
09.08. | 20 | 1327.3737 |  | 1327.3737 | 0 | 0 | 0 | 0
09.08. | 21 | 1322.4484 |  | 1322.4484 | 0 | 0 | 0 | 0
09.08. | 22 | 1327.3737 |  | 1327.3737 | 0 | 0 | 0 | 0
09.08. | 23 | 1315.0604 |  | 1315.0604 | 0 | 0 | 0 | 0
09.08. | 24 | 1319.9858 |  | 1319.9858 | 0 | 0 | 0 | 0
10.08. | 1 | 1327.3737 |  | 1327.3737 | 0 | 0 | 0 | 0
10.08. | 2 | 1324.9111 |  | 1324.9111 | 0 | 0 | 0 | 0
10.08. | 3 | 1310.1351 |  | 1310.1351 | 0 | 0 | 0 | 0
10.08. | 4 | 1302.7471 |  | 1302.7471 | 0 | 0 | 0 | 0
10.08. | 5 | 1310.1351 |  | 1310.1351 | 0 | 0 | 0 | 0
10.08. | 6 | 1312.5978 |  | 1312.5978 | 0 | 0 | 0 | 0
10.08. | 7 | 1322.4484 |  | 1322.4484 | 0 | 0 | 0 | 0
10.08. | 8 | 1327.3737 |  | 1327.3737 | 0 | 0 | 0 | 0
10.08. | 9 | 1255.9566 |  | 1255.9566 | 0 | 0 | 0 | 0
10.08. | 10 | 1209.1661 |  | 1209.1661 | 0 | 0 | 0 | 0
10.08. | 11 | 1150.0622 |  | 1150.0622 | 0 | 0 | 0 | 0
10.08. | 12 | 1137.7489 |  | 1137.7489 | 0 | 0 | 0 | 0
10.08. | 13 | 1150.0622 |  | 1150.0622 | 0 | 0 | 0 | 0
10.08. | 14 | 1150.0622 |  | 1150.0622 | 0 | 0 | 0 | 0
10.08. | 15 | 1150.0622 |  | 1150.0622 | 0 | 0 | 0 | 0
10.08. | 16 | 1174.6888 |  | 1174.6888 | 0 | 0 | 0 | 0
10.08. | 17 | 1209.1661 |  | 1209.1661 | 0 | 0 | 0 | 0
10.08. | 18 | 1248.5686 |  | 1248.5686 | 0 | 0 | 0 | 0
10.08. | 19 | 1253.4939 |  | 1253.4939 | 0 | 0 | 0 | 0
10.08. | 20 | 1329.8364 |  | 1329.8364 | 0 | 0 | 0 | 0
10.08. | 21 | 1332.2991 |  | 1332.2991 | 0 | 0 | 0 | 0
10.08. | 22 | 1356.9257 |  | 1356.9257 | 0 | 0 | 0 | 0
10.08. | 23 | 1364.3136 |  | 1364.3136 | 0 | 0 | 0 | 0
10.08. | 24 | 1366.7763 |  | 1366.7763 | 0 | 0 | 0 | 0
11.08. | 1 | 1374.1643 |  | 1374.1643 | 0 | 0 | 0 | 0
11.08. | 2 | 1354.463 |  | 1354.463 | 0 | 0 | 0 | 0
11.08. | 3 | 1369.239 |  | 1369.239 | 0 | 0 | 0 | 0
11.08. | 4 | 1364.3136 |  | 1364.3136 | 0 | 0 | 0 | 0
11.08. | 5 | 1374.1643 |  | 1374.1643 | 0 | 0 | 0 | 0
11.08. | 6 | 1379.0896 |  | 1379.0896 | 0 | 0 | 0 | 0
11.08. | 7 | 1369.239 |  | 1369.239 | 0 | 0 | 0 | 0
11.08. | 8 | 1263.3446 |  | 1263.3446 | 0 | 0 | 0 | 0
11.08. | 9 | 1214.0914 |  | 1214.0914 | 0 | 0 | 0 | 0
11.08. | 10 | 1152.5249 |  | 1152.5249 | 0 | 0 | 0 | 0
11.08. | 11 | 1081.1077 |  | 1081.1077 | 0 | 0 | 0 | 0
11.08. | 12 | 1090.9584 |  | 1090.9584 | 0 | 0 | 0 | 0
11.08. | 13 | 1152.5249 |  | 1152.5249 | 0 | 0 | 0 | 0
11.08. | 14 | 1169.7635 |  | 1169.7635 | 0 | 0 | 0 | 0
11.08. | 15 | 1167.3008 |  | 1167.3008 | 0 | 0 | 0 | 0
11.08. | 16 | 1162.3755 |  | 1162.3755 | 0 | 0 | 0 | 0
11.08. | 17 | 1219.0167 |  | 1219.0167 | 0 | 0 | 0 | 0
11.08. | 18 | 1258.4193 |  | 1258.4193 | 0 | 0 | 0 | 0
11.08. | 19 | 1273.1952 |  | 1273.1952 | 0 | 0 | 0 | 0
11.08. | 20 | 1295.3592 |  | 1295.3592 | 0 | 0 | 0 | 0
11.08. | 21 | 1388.9402 |  | 1388.9402 | 0 | 0 | 0 | 0
11.08. | 22 | 1396.3282 |  | 1396.3282 | 0 | 0 | 0 | 0
11.08. | 23 | 1398.7909 |  | 1398.7909 | 0 | 0 | 0 | 0
11.08. | 24 | 1379.0896 |  | 1379.0896 | 0 | 0 | 0 | 0
12.08. | 1 | 1356.9257 |  | 1356.9257 | 0 | 0 | 0 | 0
12.08. | 2 | 1347.075 |  | 1347.075 | 0 | 0 | 0 | 0
12.08. | 3 | 1344.6124 |  | 1344.6124 | 0 | 0 | 0 | 0
12.08. | 4 | 1334.7617 |  | 1334.7617 | 0 | 0 | 0 | 0
12.08. | 5 | 1337.2244 |  | 1337.2244 | 0 | 0 | 0 | 0
12.08. | 6 | 1310.1351 |  | 1310.1351 | 0 | 0 | 0 | 0
12.08. | 7 | 1337.2244 |  | 1337.2244 | 0 | 0 | 0 | 0
12.08. | 8 | 1329.8364 |  | 1329.8364 | 0 | 0 | 0 | 0
12.08. | 9 | 1315.0604 |  | 1315.0604 | 0 | 0 | 0 | 0
12.08. | 10 | 1182.0768 |  | 1182.0768 | 0 | 0 | 0 | 0
12.08. | 11 | 1167.3008 |  | 1167.3008 | 0 | 0 | 0 | 0
12.08. | 12 | 1162.3755 |  | 1162.3755 | 0 | 0 | 0 | 0
12.08. | 13 | 1164.8382 |  | 1164.8382 | 0 | 0 | 0 | 0
12.08. | 14 | 1147.5996 |  | 1147.5996 | 0 | 0 | 0 | 0
12.08. | 15 | 1157.4502 |  | 1157.4502 | 0 | 0 | 0 | 0
12.08. | 16 | 1182.0768 |  | 1182.0768 | 0 | 0 | 0 | 0
12.08. | 17 | 1221.4794 |  | 1221.4794 | 0 | 0 | 0 | 0
12.08. | 18 | 1243.6433 |  | 1243.6433 | 0 | 0 | 0 | 0
12.08. | 19 | 1322.4484 |  | 1322.4484 | 0 | 0 | 0 | 0
12.08. | 20 | 1344.6124 |  | 1344.6124 | 0 | 0 | 0 | 0
12.08. | 21 | 1386.4776 |  | 1386.4776 | 0 | 0 | 0 | 0
12.08. | 22 | 1403.7162 |  | 1403.7162 | 0 | 0 | 0 | 0
12.08. | 23 | 1381.5523 |  | 1381.5523 | 0 | 0 | 0 | 0
12.08. | 24 | 1344.6124 |  | 1344.6124 | 0 | 0 | 0 | 0
13.08. | 1 | 1324.9111 |  | 1324.9111 | 0 | 0 | 0 | 0
13.08. | 2 | 1324.9111 |  | 1324.9111 | 0 | 0 | 0 | 0
13.08. | 3 | 1319.9858 |  | 1319.9858 | 0 | 0 | 0 | 0
13.08. | 4 | 1319.9858 |  | 1319.9858 | 0 | 0 | 0 | 0
13.08. | 5 | 1287.9712 |  | 1287.9712 | 0 | 0 | 0 | 0
13.08. | 6 | 1307.6725 |  | 1307.6725 | 0 | 0 | 0 | 0
13.08. | 7 | 1315.0604 |  | 1315.0604 | 0 | 0 | 0 | 0
13.08. | 8 | 1295.3592 |  | 1295.3592 | 0 | 0 | 0 | 0
13.08. | 9 | 1295.3592 |  | 1295.3592 | 0 | 0 | 0 | 0
13.08. | 10 | 1236.2553 |  | 1236.2553 | 0 | 0 | 0 | 0
13.08. | 11 | 1246.106 |  | 1246.106 | 0 | 0 | 0 | 0
13.08. | 12 | 1231.33 |  | 1231.33 | 0 | 0 | 0 | 0
13.08. | 13 | 1228.8673 |  | 1228.8673 | 0 | 0 | 0 | 0
13.08. | 14 | 1238.718 |  | 1238.718 | 0 | 0 | 0 | 0
13.08. | 15 | 1223.942 |  | 1223.942 | 0 | 0 | 0 | 0
13.08. | 16 | 1219.0167 |  | 1219.0167 | 0 | 0 | 0 | 0
13.08. | 17 | 1226.4047 |  | 1226.4047 | 0 | 0 | 0 | 0
13.08. | 18 | 1216.554 |  | 1216.554 | 0 | 0 | 0 | 0
13.08. | 19 | 1310.1351 |  | 1310.1351 | 0 | 0 | 0 | 0
13.08. | 20 | 1374.1643 |  | 1374.1643 | 0 | 0 | 0 | 0
13.08. | 21 | 1403.7162 |  | 1403.7162 | 0 | 0 | 0 | 0
13.08. | 22 | 1401.2535 |  | 1401.2535 | 0 | 0 | 0 | 0
13.08. | 23 | 1364.3136 |  | 1364.3136 | 0 | 0 | 0 | 0
13.08. | 24 | 1364.3136 |  | 1364.3136 | 0 | 0 | 0 | 0
14.08. | 1 | 1319.9858 |  | 1319.9858 | 0 | 0 | 0 | 0
14.08. | 2 | 1329.8364 |  | 1329.8364 | 0 | 0 | 0 | 0
14.08. | 3 | 1315.0604 |  | 1315.0604 | 0 | 0 | 0 | 0
14.08. | 4 | 1292.8965 |  | 1292.8965 | 0 | 0 | 0 | 0
14.08. | 5 | 1339.687 |  | 1339.687 | 0 | 0 | 0 | 0
14.08. | 6 | 1344.6124 |  | 1344.6124 | 0 | 0 | 0 | 0
14.08. | 7 | 1352.0003 |  | 1352.0003 | 0 | 0 | 0 | 0
14.08. | 8 | 1310.1351 |  | 1310.1351 | 0 | 0 | 0 | 0
14.08. | 9 | 1219.0167 |  | 1219.0167 | 0 | 0 | 0 | 0
14.08. | 10 | 1223.942 |  | 1223.942 | 0 | 0 | 0 | 0
14.08. | 11 | 1204.2407 |  | 1204.2407 | 0 | 0 | 0 | 0
14.08. | 12 | 1169.7635 |  | 1169.7635 | 0 | 0 | 0 | 0
14.08. | 13 | 1182.0768 |  | 1182.0768 | 0 | 0 | 0 | 0
14.08. | 14 | 1223.942 |  | 1223.942 | 0 | 0 | 0 | 0
14.08. | 15 | 1223.942 |  | 1223.942 | 0 | 0 | 0 | 0
14.08. | 16 | 1216.554 |  | 1216.554 | 0 | 0 | 0 | 0
14.08. | 17 | 1231.33 |  | 1231.33 | 0 | 0 | 0 | 0
14.08. | 18 | 1238.718 |  | 1238.718 | 0 | 0 | 0 | 0
14.08. | 19 | 1283.0459 |  | 1283.0459 | 0 | 0 | 0 | 0
14.08. | 20 | 1376.6269 |  | 1376.6269 | 0 | 0 | 0 | 0
14.08. | 21 | 1406.1789 |  | 1406.1789 | 0 | 0 | 0 | 0
14.08. | 22 | 1413.5668 |  | 1413.5668 | 0 | 0 | 0 | 0
14.08. | 23 | 1379.0896 |  | 1379.0896 | 0 | 0 | 0 | 0
14.08. | 24 | 1319.9858 |  | 1319.9858 | 0 | 0 | 0 | 0
15.08. | 1 | 1270.7326 |  | 1270.7326 | 0 | 0 | 0 | 0
15.08. | 2 | 1253.4939 |  | 1253.4939 | 0 | 0 | 0 | 0
15.08. | 3 | 1292.8965 |  | 1292.8965 | 0 | 0 | 0 | 0
15.08. | 4 | 1292.8965 |  | 1292.8965 | 0 | 0 | 0 | 0
15.08. | 5 | 1312.5978 |  | 1312.5978 | 0 | 0 | 0 | 0
15.08. | 6 | 1329.8364 |  | 1329.8364 | 0 | 0 | 0 | 0
15.08. | 7 | 1354.463 |  | 1354.463 | 0 | 0 | 0 | 0
15.08. | 8 | 1319.9858 |  | 1319.9858 | 0 | 0 | 0 | 0
15.08. | 9 | 1251.0313 |  | 1251.0313 | 0 | 0 | 0 | 0
15.08. | 10 | 1196.8528 |  | 1196.8528 | 0 | 0 | 0 | 0
15.08. | 11 | 1167.3008 |  | 1167.3008 | 0 | 0 | 0 | 0
15.08. | 12 | 1167.3008 |  | 1167.3008 | 0 | 0 | 0 | 0
15.08. | 13 | 1150.0622 |  | 1150.0622 | 0 | 0 | 0 | 0
15.08. | 14 | 1167.3008 |  | 1167.3008 | 0 | 0 | 0 | 0
15.08. | 15 | 1172.2262 |  | 1172.2262 | 0 | 0 | 0 | 0
15.08. | 16 | 1164.8382 |  | 1164.8382 | 0 | 0 | 0 | 0
15.08. | 17 | 1164.8382 |  | 1164.8382 | 0 | 0 | 0 | 0
15.08. | 18 | 1216.554 |  | 1216.554 | 0 | 0 | 0 | 0
15.08. | 19 | 1280.5832 |  | 1280.5832 | 0 | 0 | 0 | 0
15.08. | 20 | 1295.3592 |  | 1295.3592 | 0 | 0 | 0 | 0
15.08. | 21 | 1359.3883 |  | 1359.3883 | 0 | 0 | 0 | 0
15.08. | 22 | 1376.6269 |  | 1376.6269 | 0 | 0 | 0 | 0
15.08. | 23 | 1366.7763 |  | 1366.7763 | 0 | 0 | 0 | 0
15.08. | 24 | 1376.6269 |  | 1376.6269 | 0 | 0 | 0 | 0
16.08. | 1 | 1374.1643 |  | 1374.1643 | 0 | 0 | 0 | 0
16.08. | 2 | 1374.1643 |  | 1374.1643 | 0 | 0 | 0 | 0
16.08. | 3 | 1359.3883 |  | 1359.3883 | 0 | 0 | 0 | 0
16.08. | 4 | 1359.3883 |  | 1359.3883 | 0 | 0 | 0 | 0
16.08. | 5 | 1356.9257 |  | 1356.9257 | 0 | 0 | 0 | 0
16.08. | 6 | 1371.7016 |  | 1371.7016 | 0 | 0 | 0 | 0
16.08. | 7 | 1379.0896 |  | 1379.0896 | 0 | 0 | 0 | 0
16.08. | 8 | 1317.5231 |  | 1317.5231 | 0 | 0 | 0 | 0
16.08. | 9 | 1302.7471 |  | 1302.7471 | 0 | 0 | 0 | 0
16.08. | 10 | 1253.4939 |  | 1253.4939 | 0 | 0 | 0 | 0
16.08. | 11 | 1243.6433 |  | 1243.6433 | 0 | 0 | 0 | 0
16.08. | 12 | 1226.4047 |  | 1226.4047 | 0 | 0 | 0 | 0
16.08. | 13 | 1221.4794 |  | 1221.4794 | 0 | 0 | 0 | 0
16.08. | 14 | 1221.4794 |  | 1221.4794 | 0 | 0 | 0 | 0
16.08. | 15 | 1270.7326 |  | 1270.7326 | 0 | 0 | 0 | 0
16.08. | 16 | 1228.8673 |  | 1228.8673 | 0 | 0 | 0 | 0
16.08. | 17 | 1233.7927 |  | 1233.7927 | 0 | 0 | 0 | 0
16.08. | 18 | 1263.3446 |  | 1263.3446 | 0 | 0 | 0 | 0
16.08. | 19 | 1349.5377 |  | 1349.5377 | 0 | 0 | 0 | 0
16.08. | 20 | 1401.2535 |  | 1401.2535 | 0 | 0 | 0 | 0
16.08. | 21 | 1433.2681 |  | 1433.2681 | 0 | 0 | 0 | 0
16.08. | 22 | 1425.8801 |  | 1425.8801 | 0 | 0 | 0 | 0
16.08. | 23 | 1430.8055 |  | 1430.8055 | 0 | 0 | 0 | 0
16.08. | 24 | 1423.4175 |  | 1423.4175 | 0 | 0 | 0 | 0
17.08. | 1 | 1423.4175 |  | 1423.4175 | 0 | 0 | 0 | 0
17.08. | 2 | 1428.3428 |  | 1428.3428 | 0 | 0 | 0 | 0
17.08. | 3 | 1420.9548 |  | 1420.9548 | 0 | 0 | 0 | 0
17.08. | 4 | 1418.4922 |  | 1418.4922 | 0 | 0 | 0 | 0
17.08. | 5 | 1406.1789 |  | 1406.1789 | 0 | 0 | 0 | 0
17.08. | 6 | 1398.7909 |  | 1398.7909 | 0 | 0 | 0 | 0
17.08. | 7 | 1388.9402 |  | 1388.9402 | 0 | 0 | 0 | 0
17.08. | 8 | 1312.5978 |  | 1312.5978 | 0 | 0 | 0 | 0
17.08. | 9 | 1278.1205 |  | 1278.1205 | 0 | 0 | 0 | 0
17.08. | 10 | 1265.8072 |  | 1265.8072 | 0 | 0 | 0 | 0
17.08. | 11 | 1253.4939 |  | 1253.4939 | 0 | 0 | 0 | 0
17.08. | 12 | 1228.8673 |  | 1228.8673 | 0 | 0 | 0 | 0
17.08. | 13 | 1209.1661 |  | 1209.1661 | 0 | 0 | 0 | 0
17.08. | 14 | 1206.7034 |  | 1206.7034 | 0 | 0 | 0 | 0
17.08. | 15 | 1214.0914 |  | 1214.0914 | 0 | 0 | 0 | 0
17.08. | 16 | 1223.942 |  | 1223.942 | 0 | 0 | 0 | 0
17.08. | 17 | 1221.4794 |  | 1221.4794 | 0 | 0 | 0 | 0
17.08. | 18 | 1241.1806 |  | 1241.1806 | 0 | 0 | 0 | 0
17.08. | 19 | 1305.2098 |  | 1305.2098 | 0 | 0 | 0 | 0
17.08. | 20 | 1352.0003 |  | 1352.0003 | 0 | 0 | 0 | 0
17.08. | 21 | 1381.5523 |  | 1381.5523 | 0 | 0 | 0 | 0
17.08. | 22 | 1408.6415 |  | 1408.6415 | 0 | 0 | 0 | 0
17.08. | 23 | 1418.4922 |  | 1418.4922 | 0 | 0 | 0 | 0
17.08. | 24 | 1425.8801 |  | 1425.8801 | 0 | 0 | 0 | 0
18.08. | 1 | 1423.4175 |  | 1423.4175 | 0 | 0 | 0 | 0
18.08. | 2 | 1420.9548 |  | 1420.9548 | 0 | 0 | 0 | 0
18.08. | 3 | 1416.0295 |  | 1416.0295 | 0 | 0 | 0 | 0
18.08. | 4 | 1418.4922 |  | 1418.4922 | 0 | 0 | 0 | 0
18.08. | 5 | 1418.4922 |  | 1418.4922 | 0 | 0 | 0 | 0
18.08. | 6 | 1403.7162 |  | 1403.7162 | 0 | 0 | 0 | 0
18.08. | 7 | 1374.1643 |  | 1374.1643 | 0 | 0 | 0 | 0
18.08. | 8 | 1295.3592 |  | 1295.3592 | 0 | 0 | 0 | 0
18.08. | 9 | 1182.0768 |  | 1182.0768 | 0 | 0 | 0 | 0
18.08. | 10 | 1152.5249 |  | 1152.5249 | 0 | 0 | 0 | 0
18.08. | 11 | 1127.8983 |  | 1127.8983 | 0 | 0 | 0 | 0
18.08. | 12 | 1115.585 |  | 1115.585 | 0 | 0 | 0 | 0
18.08. | 13 | 1120.5103 |  | 1120.5103 | 0 | 0 | 0 | 0
18.08. | 14 | 1110.6597 |  | 1110.6597 | 0 | 0 | 0 | 0
18.08. | 15 | 1076.1824 |  | 1076.1824 | 0 | 0 | 0 | 0
18.08. | 16 | 1071.2571 |  | 1071.2571 | 0 | 0 | 0 | 0
18.08. | 17 | 1100.809 |  | 1100.809 | 0 | 0 | 0 | 0
18.08. | 18 | 1157.4502 |  | 1157.4502 | 0 | 0 | 0 | 0
18.08. | 19 | 1219.0167 |  | 1219.0167 | 0 | 0 | 0 | 0
18.08. | 20 | 1265.8072 |  | 1265.8072 | 0 | 0 | 0 | 0
18.08. | 21 | 1285.5085 |  | 1285.5085 | 0 | 0 | 0 | 0
18.08. | 22 | 1236.2553 |  | 1236.2553 | 0 | 0 | 0 | 0
18.08. | 23 | 1233.7927 |  | 1233.7927 | 0 | 0 | 0 | 0
18.08. | 24 | 1221.4794 |  | 1221.4794 | 0 | 0 | 0 | 0
19.08. | 1 | 1216.554 |  | 1216.554 | 0 | 0 | 0 | 0
19.08. | 2 | 1204.2407 |  | 1204.2407 | 0 | 0 | 0 | 0
19.08. | 3 | 1214.0914 |  | 1214.0914 | 0 | 0 | 0 | 0
19.08. | 4 | 1201.7781 |  | 1201.7781 | 0 | 0 | 0 | 0
19.08. | 5 | 1204.2407 |  | 1204.2407 | 0 | 0 | 0 | 0
19.08. | 6 | 1209.1661 |  | 1209.1661 | 0 | 0 | 0 | 0
19.08. | 7 | 1228.8673 |  | 1228.8673 | 0 | 0 | 0 | 0
19.08. | 8 | 1214.0914 |  | 1214.0914 | 0 | 0 | 0 | 0
19.08. | 9 | 1164.8382 |  | 1164.8382 | 0 | 0 | 0 | 0
19.08. | 10 | 1150.0622 |  | 1150.0622 | 0 | 0 | 0 | 0
19.08. | 11 | 1135.2863 |  | 1135.2863 | 0 | 0 | 0 | 0
19.08. | 12 | 1145.1369 |  | 1145.1369 | 0 | 0 | 0 | 0
19.08. | 13 | 1159.9129 |  | 1159.9129 | 0 | 0 | 0 | 0
19.08. | 14 | 1187.0021 |  | 1187.0021 | 0 | 0 | 0 | 0
19.08. | 15 | 1172.2262 |  | 1172.2262 | 0 | 0 | 0 | 0
19.08. | 16 | 1159.9129 |  | 1159.9129 | 0 | 0 | 0 | 0
19.08. | 17 | 1145.1369 |  | 1145.1369 | 0 | 0 | 0 | 0
19.08. | 18 | 1179.6141 |  | 1179.6141 | 0 | 0 | 0 | 0
19.08. | 19 | 1228.8673 |  | 1228.8673 | 0 | 0 | 0 | 0
19.08. | 20 | 1214.0914 |  | 1214.0914 | 0 | 0 | 0 | 0
19.08. | 21 | 1221.4794 |  | 1221.4794 | 0 | 0 | 0 | 0
19.08. | 22 | 1238.718 |  | 1238.718 | 0 | 0 | 0 | 0
19.08. | 23 | 1231.33 |  | 1231.33 | 0 | 0 | 0 | 0
19.08. | 24 | 1196.8528 |  | 1196.8528 | 0 | 0 | 0 | 0
20.08. | 1 | 1169.7635 |  | 1169.7635 | 0 | 0 | 0 | 0
20.08. | 2 | 1184.5395 |  | 1184.5395 | 0 | 0 | 0 | 0
20.08. | 3 | 1199.3154 |  | 1199.3154 | 0 | 0 | 0 | 0
20.08. | 4 | 1204.2407 |  | 1204.2407 | 0 | 0 | 0 | 0
20.08. | 5 | 1209.1661 |  | 1209.1661 | 0 | 0 | 0 | 0
20.08. | 6 | 1206.7034 |  | 1206.7034 | 0 | 0 | 0 | 0
20.08. | 7 | 1199.3154 |  | 1199.3154 | 0 | 0 | 0 | 0
20.08. | 8 | 1167.3008 |  | 1167.3008 | 0 | 0 | 0 | 0
20.08. | 9 | 1162.3755 |  | 1162.3755 | 0 | 0 | 0 | 0
20.08. | 10 | 1137.7489 |  | 1137.7489 | 0 | 0 | 0 | 0
20.08. | 11 | 1135.2863 |  | 1135.2863 | 0 | 0 | 0 | 0
20.08. | 12 | 1105.7343 |  | 1105.7343 | 0 | 0 | 0 | 0
20.08. | 13 | 1118.0476 |  | 1118.0476 | 0 | 0 | 0 | 0
20.08. | 14 | 1147.5996 |  | 1147.5996 | 0 | 0 | 0 | 0
20.08. | 15 | 1184.5395 |  | 1184.5395 | 0 | 0 | 0 | 0
20.08. | 16 | 1184.5395 |  | 1184.5395 | 0 | 0 | 0 | 0
20.08. | 17 | 1154.9875 |  | 1154.9875 | 0 | 0 | 0 | 0
20.08. | 18 | 1154.9875 |  | 1154.9875 | 0 | 0 | 0 | 0
20.08. | 19 | 1150.0622 |  | 1150.0622 | 0 | 0 | 0 | 0
20.08. | 20 | 1187.0021 |  | 1187.0021 | 0 | 0 | 0 | 0
20.08. | 21 | 1189.4648 |  | 1189.4648 | 0 | 0 | 0 | 0
20.08. | 22 | 1194.3901 |  | 1194.3901 | 0 | 0 | 0 | 0
20.08. | 23 | 1184.5395 |  | 1184.5395 | 0 | 0 | 0 | 0
20.08. | 24 | 1196.8528 |  | 1196.8528 | 0 | 0 | 0 | 0
21.08. | 1 | 1162.3755 |  | 1162.3755 | 0 | 0 | 0 | 0
21.08. | 2 | 1174.6888 |  | 1174.6888 | 0 | 0 | 0 | 0
21.08. | 3 | 1214.0914 |  | 1214.0914 | 0 | 0 | 0 | 0
21.08. | 4 | 1226.4047 |  | 1226.4047 | 0 | 0 | 0 | 0
21.08. | 5 | 1219.0167 |  | 1219.0167 | 0 | 0 | 0 | 0
21.08. | 6 | 1216.554 |  | 1216.554 | 0 | 0 | 0 | 0
21.08. | 7 | 1251.0313 |  | 1251.0313 | 0 | 0 | 0 | 0
21.08. | 8 | 1216.554 |  | 1216.554 | 0 | 0 | 0 | 0
21.08. | 9 | 1241.1806 |  | 1241.1806 | 0 | 0 | 0 | 0
21.08. | 10 | 1201.7781 |  | 1201.7781 | 0 | 0 | 0 | 0
21.08. | 11 | 1211.6287 |  | 1211.6287 | 0 | 0 | 0 | 0
21.08. | 12 | 1172.2262 |  | 1172.2262 | 0 | 0 | 0 | 0
21.08. | 13 | 1159.9129 |  | 1159.9129 | 0 | 0 | 0 | 0
21.08. | 14 | 1196.8528 |  | 1196.8528 | 0 | 0 | 0 | 0
21.08. | 15 | 1189.4648 |  | 1189.4648 | 0 | 0 | 0 | 0
21.08. | 16 | 1214.0914 |  | 1214.0914 | 0 | 0 | 0 | 0
21.08. | 17 | 1268.2699 |  | 1268.2699 | 0 | 0 | 0 | 0
21.08. | 18 | 1285.5085 |  | 1285.5085 | 0 | 0 | 0 | 0
21.08. | 19 | 1339.687 |  | 1339.687 | 0 | 0 | 0 | 0
21.08. | 20 | 1334.7617 |  | 1334.7617 | 0 | 0 | 0 | 0
21.08. | 21 | 1347.075 |  | 1347.075 | 0 | 0 | 0 | 0
21.08. | 22 | 1344.6124 |  | 1344.6124 | 0 | 0 | 0 | 0
21.08. | 23 | 1344.6124 |  | 1344.6124 | 0 | 0 | 0 | 0
21.08. | 24 | 1342.1497 |  | 1342.1497 | 0 | 0 | 0 | 0
22.08. | 1 | 1342.1497 |  | 1342.1497 | 0 | 0 | 0 | 0
22.08. | 2 | 1344.6124 |  | 1344.6124 | 0 | 0 | 0 | 0
22.08. | 3 | 1339.687 |  | 1339.687 | 0 | 0 | 0 | 0
22.08. | 4 | 1349.5377 |  | 1349.5377 | 0 | 0 | 0 | 0
22.08. | 5 | 1329.8364 |  | 1329.8364 | 0 | 0 | 0 | 0
22.08. | 6 | 1332.2991 |  | 1332.2991 | 0 | 0 | 0 | 0
22.08. | 7 | 1324.9111 |  | 1324.9111 | 0 | 0 | 0 | 0
22.08. | 8 | 1337.2244 |  | 1337.2244 | 0 | 0 | 0 | 0
22.08. | 9 | 1327.3737 |  | 1327.3737 | 0 | 0 | 0 | 0
22.08. | 10 | 1241.1806 |  | 1241.1806 | 0 | 0 | 0 | 0
22.08. | 11 | 1238.718 |  | 1238.718 | 0 | 0 | 0 | 0
22.08. | 12 | 1219.0167 |  | 1219.0167 | 0 | 0 | 0 | 0
22.08. | 13 | 1228.8673 |  | 1228.8673 | 0 | 0 | 0 | 0
22.08. | 14 | 1248.5686 |  | 1248.5686 | 0 | 0 | 0 | 0
22.08. | 15 | 1243.6433 |  | 1243.6433 | 0 | 0 | 0 | 0
22.08. | 16 | 1246.106 |  | 1246.106 | 0 | 0 | 0 | 0
22.08. | 17 | 1255.9566 |  | 1255.9566 | 0 | 0 | 0 | 0
22.08. | 18 | 1280.5832 |  | 1280.5832 | 0 | 0 | 0 | 0
22.08. | 19 | 1315.0604 |  | 1315.0604 | 0 | 0 | 0 | 0
22.08. | 20 | 1324.9111 |  | 1324.9111 | 0 | 0 | 0 | 0
22.08. | 21 | 1329.8364 |  | 1329.8364 | 0 | 0 | 0 | 0
22.08. | 22 | 1332.2991 |  | 1332.2991 | 0 | 0 | 0 | 0
22.08. | 23 | 1324.9111 |  | 1324.9111 | 0 | 0 | 0 | 0
22.08. | 24 | 1322.4484 |  | 1322.4484 | 0 | 0 | 0 | 0
23.08. | 1 | 1324.9111 |  | 1324.9111 | 0 | 0 | 0 | 0
23.08. | 2 | 1312.5978 |  | 1312.5978 | 0 | 0 | 0 | 0
23.08. | 3 | 1319.9858 |  | 1319.9858 | 0 | 0 | 0 | 0
23.08. | 4 | 1295.3592 |  | 1295.3592 | 0 | 0 | 0 | 0
23.08. | 5 | 1248.5686 |  | 1248.5686 | 0 | 0 | 0 | 0
23.08. | 6 | 1248.5686 |  | 1248.5686 | 0 | 0 | 0 | 0
23.08. | 7 | 1236.2553 |  | 1236.2553 | 0 | 0 | 0 | 0
23.08. | 8 | 1236.2553 |  | 1236.2553 | 0 | 0 | 0 | 0
23.08. | 9 | 1196.8528 |  | 1196.8528 | 0 | 0 | 0 | 0
23.08. | 10 | 1177.1515 |  | 1177.1515 | 0 | 0 | 0 | 0
23.08. | 11 | 1221.4794 |  | 1221.4794 | 0 | 0 | 0 | 0
23.08. | 12 | 1206.7034 |  | 1206.7034 | 0 | 0 | 0 | 0
23.08. | 13 | 1201.7781 |  | 1201.7781 | 0 | 0 | 0 | 0
23.08. | 14 | 1214.0914 |  | 1214.0914 | 0 | 0 | 0 | 0
23.08. | 15 | 1206.7034 |  | 1206.7034 | 0 | 0 | 0 | 0
23.08. | 16 | 1214.0914 |  | 1214.0914 | 0 | 0 | 0 | 0
23.08. | 17 | 1231.33 |  | 1231.33 | 0 | 0 | 0 | 0
23.08. | 18 | 1199.3154 |  | 1199.3154 | 0 | 0 | 0 | 0
23.08. | 19 | 1253.4939 |  | 1253.4939 | 0 | 0 | 0 | 0
23.08. | 20 | 1273.1952 |  | 1273.1952 | 0 | 0 | 0 | 0
23.08. | 21 | 1265.8072 |  | 1265.8072 | 0 | 0 | 0 | 0
23.08. | 22 | 1297.8218 |  | 1297.8218 | 0 | 0 | 0 | 0
23.08. | 23 | 1334.7617 |  | 1334.7617 | 0 | 0 | 0 | 0
23.08. | 24 | 1324.9111 |  | 1324.9111 | 0 | 0 | 0 | 0
24.08. | 1 | 1302.7471 |  | 1302.7471 | 0 | 0 | 0 | 0
24.08. | 2 | 1258.4193 |  | 1258.4193 | 0 | 0 | 0 | 0
24.08. | 3 | 1253.4939 |  | 1253.4939 | 0 | 0 | 0 | 0
24.08. | 4 | 1255.9566 |  | 1255.9566 | 0 | 0 | 0 | 0
24.08. | 5 | 1258.4193 |  | 1258.4193 | 0 | 0 | 0 | 0
24.08. | 6 | 1280.5832 |  | 1280.5832 | 0 | 0 | 0 | 0
24.08. | 7 | 1312.5978 |  | 1312.5978 | 0 | 0 | 0 | 0
24.08. | 8 | 1265.8072 |  | 1265.8072 | 0 | 0 | 0 | 0
24.08. | 9 | 1258.4193 |  | 1258.4193 | 0 | 0 | 0 | 0
24.08. | 10 | 1167.3008 |  | 1167.3008 | 0 | 0 | 0 | 0
24.08. | 11 | 1167.3008 |  | 1167.3008 | 0 | 0 | 0 | 0
24.08. | 12 | 1187.0021 |  | 1187.0021 | 0 | 0 | 0 | 0
24.08. | 13 | 1152.5249 |  | 1152.5249 | 0 | 0 | 0 | 0
24.08. | 14 | 1157.4502 |  | 1157.4502 | 0 | 0 | 0 | 0
24.08. | 15 | 1147.5996 |  | 1147.5996 | 0 | 0 | 0 | 0
24.08. | 16 | 1159.9129 |  | 1159.9129 | 0 | 0 | 0 | 0
24.08. | 17 | 1199.3154 |  | 1199.3154 | 0 | 0 | 0 | 0
24.08. | 18 | 1189.4648 |  | 1189.4648 | 0 | 0 | 0 | 0
24.08. | 19 | 1219.0167 |  | 1219.0167 | 0 | 0 | 0 | 0
24.08. | 20 | 1241.1806 |  | 1241.1806 | 0 | 0 | 0 | 0
24.08. | 21 | 1246.106 |  | 1246.106 | 0 | 0 | 0 | 0
24.08. | 22 | 1315.0604 |  | 1315.0604 | 0 | 0 | 0 | 0
24.08. | 23 | 1295.3592 |  | 1295.3592 | 0 | 0 | 0 | 0
24.08. | 24 | 1268.2699 |  | 1268.2699 | 0 | 0 | 0 | 0
25.08. | 1 | 1270.7326 |  | 1270.7326 | 0 | 0 | 0 | 0
25.08. | 2 | 1285.5085 |  | 1285.5085 | 0 | 0 | 0 | 0
25.08. | 3 | 1246.106 |  | 1246.106 | 0 | 0 | 0 | 0
25.08. | 4 | 1216.554 |  | 1216.554 | 0 | 0 | 0 | 0
25.08. | 5 | 1221.4794 |  | 1221.4794 | 0 | 0 | 0 | 0
25.08. | 6 | 1223.942 |  | 1223.942 | 0 | 0 | 0 | 0
25.08. | 7 | 1226.4047 |  | 1226.4047 | 0 | 0 | 0 | 0
25.08. | 8 | 1182.0768 |  | 1182.0768 | 0 | 0 | 0 | 0
25.08. | 9 | 1157.4502 |  | 1157.4502 | 0 | 0 | 0 | 0
25.08. | 10 | 1063.8691 |  | 1063.8691 | 0 | 0 | 0 | 0
25.08. | 11 | 1041.7052 |  | 1041.7052 | 0 | 0 | 0 | 0
25.08. | 12 | 1056.4811 |  | 1056.4811 | 0 | 0 | 0 | 0
25.08. | 13 | 1098.3464 |  | 1098.3464 | 0 | 0 | 0 | 0
25.08. | 14 | 1083.5704 |  | 1083.5704 | 0 | 0 | 0 | 0
25.08. | 15 | 1039.2425 |  | 1039.2425 | 0 | 0 | 0 | 0
25.08. | 16 | 1046.6305 |  | 1046.6305 | 0 | 0 | 0 | 0
25.08. | 17 | 1078.6451 |  | 1078.6451 | 0 | 0 | 0 | 0
25.08. | 18 | 1184.5395 |  | 1184.5395 | 0 | 0 | 0 | 0
25.08. | 19 | 1194.3901 |  | 1194.3901 | 0 | 0 | 0 | 0
25.08. | 20 | 1187.0021 |  | 1187.0021 | 0 | 0 | 0 | 0
25.08. | 21 | 1270.7326 |  | 1270.7326 | 0 | 0 | 0 | 0
25.08. | 22 | 1275.6579 |  | 1275.6579 | 0 | 0 | 0 | 0
25.08. | 23 | 1228.8673 |  | 1228.8673 | 0 | 0 | 0 | 0
25.08. | 24 | 1189.4648 |  | 1189.4648 | 0 | 0 | 0 | 0
26.08. | 1 | 1164.8382 |  | 1164.8382 | 0 | 0 | 0 | 0
26.08. | 2 | 1162.3755 |  | 1162.3755 | 0 | 0 | 0 | 0
26.08. | 3 | 1164.8382 |  | 1164.8382 | 0 | 0 | 0 | 0
26.08. | 4 | 1152.5249 |  | 1152.5249 | 0 | 0 | 0 | 0
26.08. | 5 | 1142.6742 |  | 1142.6742 | 0 | 0 | 0 | 0
26.08. | 6 | 1150.0622 |  | 1150.0622 | 0 | 0 | 0 | 0
26.08. | 7 | 1142.6742 |  | 1142.6742 | 0 | 0 | 0 | 0
26.08. | 8 | 1049.0932 |  | 1049.0932 | 0 | 0 | 0 | 0
26.08. | 9 | 1029.3919 |  | 1029.3919 | 0 | 0 | 0 | 0
26.08. | 10 | 950.5868 |  | 950.5868 | 0 | 0 | 0 | 0
26.08. | 11 | 933.3481 |  | 933.3481 | 0 | 0 | 0 | 0
26.08. | 12 | 911.1842 |  | 911.1842 | 0 | 0 | 0 | 0
26.08. | 13 | 923.4975 |  | 923.4975 | 0 | 0 | 0 | 0
26.08. | 14 | 945.6614 |  | 945.6614 | 0 | 0 | 0 | 0
26.08. | 15 | 962.9001 |  | 962.9001 | 0 | 0 | 0 | 0
26.08. | 16 | 997.3773 |  | 997.3773 | 0 | 0 | 0 | 0
26.08. | 17 | 1017.0786 |  | 1017.0786 | 0 | 0 | 0 | 0
26.08. | 18 | 1083.5704 |  | 1083.5704 | 0 | 0 | 0 | 0
26.08. | 19 | 1142.6742 |  | 1142.6742 | 0 | 0 | 0 | 0
26.08. | 20 | 1177.1515 |  | 1177.1515 | 0 | 0 | 0 | 0
26.08. | 21 | 1209.1661 |  | 1209.1661 | 0 | 0 | 0 | 0
26.08. | 22 | 1219.0167 |  | 1219.0167 | 0 | 0 | 0 | 0
26.08. | 23 | 1174.6888 |  | 1174.6888 | 0 | 0 | 0 | 0
26.08. | 24 | 1118.0476 |  | 1118.0476 | 0 | 0 | 0 | 0
27.08. | 1 | 1108.197 |  | 1108.197 | 0 | 0 | 0 | 0
27.08. | 2 | 1115.585 |  | 1115.585 | 0 | 0 | 0 | 0
27.08. | 3 | 1113.1223 |  | 1113.1223 | 0 | 0 | 0 | 0
27.08. | 4 | 1110.6597 |  | 1110.6597 | 0 | 0 | 0 | 0
27.08. | 5 | 1122.973 |  | 1122.973 | 0 | 0 | 0 | 0
27.08. | 6 | 1110.6597 |  | 1110.6597 | 0 | 0 | 0 | 0
27.08. | 7 | 1142.6742 |  | 1142.6742 | 0 | 0 | 0 | 0
27.08. | 8 | 1127.8983 |  | 1127.8983 | 0 | 0 | 0 | 0
27.08. | 9 | 1103.2717 |  | 1103.2717 | 0 | 0 | 0 | 0
27.08. | 10 | 1046.6305 |  | 1046.6305 | 0 | 0 | 0 | 0
27.08. | 11 | 1017.0786 |  | 1017.0786 | 0 | 0 | 0 | 0
27.08. | 12 | 994.9146 |  | 994.9146 | 0 | 0 | 0 | 0
27.08. | 13 | 999.84 |  | 999.84 | 0 | 0 | 0 | 0
27.08. | 14 | 999.84 |  | 999.84 | 0 | 0 | 0 | 0
27.08. | 15 | 982.6013 |  | 982.6013 | 0 | 0 | 0 | 0
27.08. | 16 | 985.064 |  | 985.064 | 0 | 0 | 0 | 0
27.08. | 17 | 997.3773 |  | 997.3773 | 0 | 0 | 0 | 0
27.08. | 18 | 1039.2425 |  | 1039.2425 | 0 | 0 | 0 | 0
27.08. | 19 | 1076.1824 |  | 1076.1824 | 0 | 0 | 0 | 0
27.08. | 20 | 1100.809 |  | 1100.809 | 0 | 0 | 0 | 0
27.08. | 21 | 1098.3464 |  | 1098.3464 | 0 | 0 | 0 | 0
27.08. | 22 | 1095.8837 |  | 1095.8837 | 0 | 0 | 0 | 0
27.08. | 23 | 1076.1824 |  | 1076.1824 | 0 | 0 | 0 | 0
27.08. | 24 | 1120.5103 |  | 1120.5103 | 0 | 0 | 0 | 0
28.08. | 1 | 1118.0476 |  | 1118.0476 | 0 | 0 | 0 | 0
28.08. | 2 | 1086.0331 |  | 1086.0331 | 0 | 0 | 0 | 0
28.08. | 3 | 1083.5704 |  | 1083.5704 | 0 | 0 | 0 | 0
28.08. | 4 | 1078.6451 |  | 1078.6451 | 0 | 0 | 0 | 0
28.08. | 5 | 1078.6451 |  | 1078.6451 | 0 | 0 | 0 | 0
28.08. | 6 | 1113.1223 |  | 1113.1223 | 0 | 0 | 0 | 0
28.08. | 7 | 1100.809 |  | 1100.809 | 0 | 0 | 0 | 0
28.08. | 8 | 1100.809 |  | 1100.809 | 0 | 0 | 0 | 0
28.08. | 9 | 1095.8837 |  | 1095.8837 | 0 | 0 | 0 | 0
28.08. | 10 | 1002.3026 |  | 1002.3026 | 0 | 0 | 0 | 0
28.08. | 11 | 982.6013 |  | 982.6013 | 0 | 0 | 0 | 0
28.08. | 12 | 967.8254 |  | 967.8254 | 0 | 0 | 0 | 0
28.08. | 13 | 967.8254 |  | 967.8254 | 0 | 0 | 0 | 0
28.08. | 14 | 977.676 |  | 977.676 | 0 | 0 | 0 | 0
28.08. | 15 | 975.2134 |  | 975.2134 | 0 | 0 | 0 | 0
28.08. | 16 | 977.676 |  | 977.676 | 0 | 0 | 0 | 0
28.08. | 17 | 997.3773 |  | 997.3773 | 0 | 0 | 0 | 0
28.08. | 18 | 1029.3919 |  | 1029.3919 | 0 | 0 | 0 | 0
28.08. | 19 | 1105.7343 |  | 1105.7343 | 0 | 0 | 0 | 0
28.08. | 20 | 1132.8236 |  | 1132.8236 | 0 | 0 | 0 | 0
28.08. | 21 | 1147.5996 |  | 1147.5996 | 0 | 0 | 0 | 0
28.08. | 22 | 1142.6742 |  | 1142.6742 | 0 | 0 | 0 | 0
28.08. | 23 | 1142.6742 |  | 1142.6742 | 0 | 0 | 0 | 0
28.08. | 24 | 1122.973 |  | 1122.973 | 0 | 0 | 0 | 0
29.08. | 1 | 1115.585 |  | 1115.585 | 0 | 0 | 0 | 0
29.08. | 2 | 1098.3464 |  | 1098.3464 | 0 | 0 | 0 | 0
29.08. | 3 | 1090.9584 |  | 1090.9584 | 0 | 0 | 0 | 0
29.08. | 4 | 1090.9584 |  | 1090.9584 | 0 | 0 | 0 | 0
29.08. | 5 | 1093.421 |  | 1093.421 | 0 | 0 | 0 | 0
29.08. | 6 | 1132.8236 |  | 1132.8236 | 0 | 0 | 0 | 0
29.08. | 7 | 1120.5103 |  | 1120.5103 | 0 | 0 | 0 | 0
29.08. | 8 | 1115.585 |  | 1115.585 | 0 | 0 | 0 | 0
29.08. | 9 | 1068.7944 |  | 1068.7944 | 0 | 0 | 0 | 0
29.08. | 10 | 1044.1678 |  | 1044.1678 | 0 | 0 | 0 | 0
29.08. | 11 | 1014.6159 |  | 1014.6159 | 0 | 0 | 0 | 0
29.08. | 12 | 1009.6906 |  | 1009.6906 | 0 | 0 | 0 | 0
29.08. | 13 | 1004.7653 |  | 1004.7653 | 0 | 0 | 0 | 0
29.08. | 14 | 1009.6906 |  | 1009.6906 | 0 | 0 | 0 | 0
29.08. | 15 | 1004.7653 |  | 1004.7653 | 0 | 0 | 0 | 0
29.08. | 16 | 1019.5412 |  | 1019.5412 | 0 | 0 | 0 | 0
29.08. | 17 | 1026.9292 |  | 1026.9292 | 0 | 0 | 0 | 0
29.08. | 18 | 1063.8691 |  | 1063.8691 | 0 | 0 | 0 | 0
29.08. | 19 | 1100.809 |  | 1100.809 | 0 | 0 | 0 | 0
29.08. | 20 | 1127.8983 |  | 1127.8983 | 0 | 0 | 0 | 0
29.08. | 21 | 1142.6742 |  | 1142.6742 | 0 | 0 | 0 | 0
29.08. | 22 | 1182.0768 |  | 1182.0768 | 0 | 0 | 0 | 0
29.08. | 23 | 1189.4648 |  | 1189.4648 | 0 | 0 | 0 | 0
29.08. | 24 | 1194.3901 |  | 1194.3901 | 0 | 0 | 0 | 0
30.08. | 1 | 1201.7781 |  | 1201.7781 | 0 | 0 | 0 | 0
30.08. | 2 | 1201.7781 |  | 1201.7781 | 0 | 0 | 0 | 0
30.08. | 3 | 1199.3154 |  | 1199.3154 | 0 | 0 | 0 | 0
30.08. | 4 | 1201.7781 |  | 1201.7781 | 0 | 0 | 0 | 0
30.08. | 5 | 1194.3901 |  | 1194.3901 | 0 | 0 | 0 | 0
30.08. | 6 | 1201.7781 |  | 1201.7781 | 0 | 0 | 0 | 0
30.08. | 7 | 1201.7781 |  | 1201.7781 | 0 | 0 | 0 | 0
30.08. | 8 | 1199.3154 |  | 1199.3154 | 0 | 0 | 0 | 0
30.08. | 9 | 1167.3008 |  | 1167.3008 | 0 | 0 | 0 | 0
30.08. | 10 | 1108.197 |  | 1108.197 | 0 | 0 | 0 | 0
30.08. | 11 | 1068.7944 |  | 1068.7944 | 0 | 0 | 0 | 0
30.08. | 12 | 1058.9438 |  | 1058.9438 | 0 | 0 | 0 | 0
30.08. | 13 | 1058.9438 |  | 1058.9438 | 0 | 0 | 0 | 0
30.08. | 14 | 1071.2571 |  | 1071.2571 | 0 | 0 | 0 | 0
30.08. | 15 | 1071.2571 |  | 1071.2571 | 0 | 0 | 0 | 0
30.08. | 16 | 1078.6451 |  | 1078.6451 | 0 | 0 | 0 | 0
30.08. | 17 | 1115.585 |  | 1115.585 | 0 | 0 | 0 | 0
30.08. | 18 | 1142.6742 |  | 1142.6742 | 0 | 0 | 0 | 0
30.08. | 19 | 1196.8528 |  | 1196.8528 | 0 | 0 | 0 | 0
30.08. | 20 | 1211.6287 |  | 1211.6287 | 0 | 0 | 0 | 0
30.08. | 21 | 1216.554 |  | 1216.554 | 0 | 0 | 0 | 0
30.08. | 22 | 1226.4047 |  | 1226.4047 | 0 | 0 | 0 | 0
30.08. | 23 | 1216.554 |  | 1216.554 | 0 | 0 | 0 | 0
30.08. | 24 | 1191.9274 |  | 1191.9274 | 0 | 0 | 0 | 0
31.08. | 1 | 1191.9274 |  | 1191.9274 | 0 | 0 | 0 | 0
31.08. | 2 | 1204.2407 |  | 1204.2407 | 0 | 0 | 0 | 0
31.08. | 3 | 1223.942 |  | 1223.942 | 0 | 0 | 0 | 0
31.08. | 4 | 1265.8072 |  | 1265.8072 | 0 | 0 | 0 | 0
31.08. | 5 | 1283.0459 |  | 1283.0459 | 0 | 0 | 0 | 0
31.08. | 6 | 1287.9712 |  | 1287.9712 | 0 | 0 | 0 | 0
31.08. | 7 | 1295.3592 |  | 1295.3592 | 0 | 0 | 0 | 0
31.08. | 8 | 1248.5686 |  | 1248.5686 | 0 | 0 | 0 | 0
31.08. | 9 | 1258.4193 |  | 1258.4193 | 0 | 0 | 0 | 0
31.08. | 10 | 1199.3154 |  | 1199.3154 | 0 | 0 | 0 | 0
31.08. | 11 | 1238.718 |  | 1238.718 | 0 | 0 | 0 | 0
31.08. | 12 | 1196.8528 |  | 1196.8528 | 0 | 0 | 0 | 0
31.08. | 13 | 1241.1806 |  | 1241.1806 | 0 | 0 | 0 | 0
31.08. | 14 | 1204.2407 |  | 1204.2407 | 0 | 0 | 0 | 0
31.08. | 15 | 1214.0914 |  | 1214.0914 | 0 | 0 | 0 | 0
31.08. | 16 | 1246.106 |  | 1246.106 | 0 | 0 | 0 | 0
31.08. | 17 | 1233.7927 |  | 1233.7927 | 0 | 0 | 0 | 0
31.08. | 18 | 1280.5832 |  | 1280.5832 | 0 | 0 | 0 | 0
31.08. | 19 | 1342.1497 |  | 1342.1497 | 0 | 0 | 0 | 0
31.08. | 20 | 1352.0003 |  | 1352.0003 | 0 | 0 | 0 | 0
31.08. | 21 | 1359.3883 |  | 1359.3883 | 0 | 0 | 0 | 0
31.08. | 22 | 1369.239 |  | 1369.239 | 0 | 0 | 0 | 0
31.08. | 23 | 1361.851 |  | 1361.851 | 0 | 0 | 0 | 0
31.08. | 24 | 1369.239 |  | 1369.239 | 0 | 0 | 0 | 0
01.09. | 1 | 1369.239 |  | 1369.239 | 0 | 0 | 0 | 0
01.09. | 2 | 1369.239 |  | 1369.239 | 0 | 0 | 0 | 0
01.09. | 3 | 1361.851 |  | 1361.851 | 0 | 0 | 0 | 0
01.09. | 4 | 1364.3136 |  | 1364.3136 | 0 | 0 | 0 | 0
01.09. | 5 | 1361.851 |  | 1361.851 | 0 | 0 | 0 | 0
01.09. | 6 | 1359.3883 |  | 1359.3883 | 0 | 0 | 0 | 0
01.09. | 7 | 1354.463 |  | 1354.463 | 0 | 0 | 0 | 0
01.09. | 8 | 1283.0459 |  | 1283.0459 | 0 | 0 | 0 | 0
01.09. | 9 | 1263.3446 |  | 1263.3446 | 0 | 0 | 0 | 0
01.09. | 10 | 1263.3446 |  | 1263.3446 | 0 | 0 | 0 | 0
01.09. | 11 | 1236.2553 |  | 1236.2553 | 0 | 0 | 0 | 0
01.09. | 12 | 1231.33 |  | 1231.33 | 0 | 0 | 0 | 0
01.09. | 13 | 1204.2407 |  | 1204.2407 | 0 | 0 | 0 | 0
01.09. | 14 | 1164.8382 |  | 1164.8382 | 0 | 0 | 0 | 0
01.09. | 15 | 1157.4502 |  | 1157.4502 | 0 | 0 | 0 | 0
01.09. | 16 | 1162.3755 |  | 1162.3755 | 0 | 0 | 0 | 0
01.09. | 17 | 1169.7635 |  | 1169.7635 | 0 | 0 | 0 | 0
01.09. | 18 | 1179.6141 |  | 1179.6141 | 0 | 0 | 0 | 0
01.09. | 19 | 1268.2699 |  | 1268.2699 | 0 | 0 | 0 | 0
01.09. | 20 | 1280.5832 |  | 1280.5832 | 0 | 0 | 0 | 0
01.09. | 21 | 1283.0459 |  | 1283.0459 | 0 | 0 | 0 | 0
01.09. | 22 | 1287.9712 |  | 1287.9712 | 0 | 0 | 0 | 0
01.09. | 23 | 1278.1205 |  | 1278.1205 | 0 | 0 | 0 | 0
01.09. | 24 | 1319.9858 |  | 1319.9858 | 0 | 0 | 0 | 0
02.09. | 1 | 1339.687 |  | 1339.687 | 0 | 0 | 0 | 0
02.09. | 2 | 1324.9111 |  | 1324.9111 | 0 | 0 | 0 | 0
02.09. | 3 | 1312.5978 |  | 1312.5978 | 0 | 0 | 0 | 0
02.09. | 4 | 1312.5978 |  | 1312.5978 | 0 | 0 | 0 | 0
02.09. | 5 | 1310.1351 |  | 1310.1351 | 0 | 0 | 0 | 0
02.09. | 6 | 1310.1351 |  | 1310.1351 | 0 | 0 | 0 | 0
02.09. | 7 | 1307.6725 |  | 1307.6725 | 0 | 0 | 0 | 0
02.09. | 8 | 1307.6725 |  | 1307.6725 | 0 | 0 | 0 | 0
02.09. | 9 | 1302.7471 |  | 1302.7471 | 0 | 0 | 0 | 0
02.09. | 10 | 1233.7927 |  | 1233.7927 | 0 | 0 | 0 | 0
02.09. | 11 | 1233.7927 |  | 1233.7927 | 0 | 0 | 0 | 0
02.09. | 12 | 1189.4648 |  | 1189.4648 | 0 | 0 | 0 | 0
02.09. | 13 | 1187.0021 |  | 1187.0021 | 0 | 0 | 0 | 0
02.09. | 14 | 1159.9129 |  | 1159.9129 | 0 | 0 | 0 | 0
02.09. | 15 | 1172.2262 |  | 1172.2262 | 0 | 0 | 0 | 0
02.09. | 16 | 1172.2262 |  | 1172.2262 | 0 | 0 | 0 | 0
02.09. | 17 | 1172.2262 |  | 1172.2262 | 0 | 0 | 0 | 0
02.09. | 18 | 1233.7927 |  | 1233.7927 | 0 | 0 | 0 | 0
02.09. | 19 | 1297.8218 |  | 1297.8218 | 0 | 0 | 0 | 0
02.09. | 20 | 1305.2098 |  | 1305.2098 | 0 | 0 | 0 | 0
02.09. | 21 | 1317.5231 |  | 1317.5231 | 0 | 0 | 0 | 0
02.09. | 22 | 1310.1351 |  | 1310.1351 | 0 | 0 | 0 | 0
02.09. | 23 | 1307.6725 |  | 1307.6725 | 0 | 0 | 0 | 0
02.09. | 24 | 1290.4338 |  | 1290.4338 | 0 | 0 | 0 | 0
03.09. | 1 | 1270.7326 |  | 1270.7326 | 0 | 0 | 0 | 0
03.09. | 2 | 1248.5686 |  | 1248.5686 | 0 | 0 | 0 | 0
03.09. | 3 | 1251.0313 |  | 1251.0313 | 0 | 0 | 0 | 0
03.09. | 4 | 1236.2553 |  | 1236.2553 | 0 | 0 | 0 | 0
03.09. | 5 | 1228.8673 |  | 1228.8673 | 0 | 0 | 0 | 0
03.09. | 6 | 1206.7034 |  | 1206.7034 | 0 | 0 | 0 | 0
03.09. | 7 | 1177.1515 |  | 1177.1515 | 0 | 0 | 0 | 0
03.09. | 8 | 1184.5395 |  | 1184.5395 | 0 | 0 | 0 | 0
03.09. | 9 | 1110.6597 |  | 1110.6597 | 0 | 0 | 0 | 0
03.09. | 10 | 1103.2717 |  | 1103.2717 | 0 | 0 | 0 | 0
03.09. | 11 | 1162.3755 |  | 1162.3755 | 0 | 0 | 0 | 0
03.09. | 12 | 1140.2116 |  | 1140.2116 | 0 | 0 | 0 | 0
03.09. | 13 | 1125.4356 |  | 1125.4356 | 0 | 0 | 0 | 0
03.09. | 14 | 1127.8983 |  | 1127.8983 | 0 | 0 | 0 | 0
03.09. | 15 | 1145.1369 |  | 1145.1369 | 0 | 0 | 0 | 0
03.09. | 16 | 1157.4502 |  | 1157.4502 | 0 | 0 | 0 | 0
03.09. | 17 | 1132.8236 |  | 1132.8236 | 0 | 0 | 0 | 0
03.09. | 18 | 1182.0768 |  | 1182.0768 | 0 | 0 | 0 | 0
03.09. | 19 | 1241.1806 |  | 1241.1806 | 0 | 0 | 0 | 0
03.09. | 20 | 1268.2699 |  | 1268.2699 | 0 | 0 | 0 | 0
03.09. | 21 | 1278.1205 |  | 1278.1205 | 0 | 0 | 0 | 0
03.09. | 22 | 1317.5231 |  | 1317.5231 | 0 | 0 | 0 | 0
03.09. | 23 | 1315.0604 |  | 1315.0604 | 0 | 0 | 0 | 0
03.09. | 24 | 1292.8965 |  | 1292.8965 | 0 | 0 | 0 | 0
04.09. | 1 | 1219.0167 |  | 1219.0167 | 0 | 0 | 0 | 0
04.09. | 2 | 1228.8673 |  | 1228.8673 | 0 | 0 | 0 | 0
04.09. | 3 | 1248.5686 |  | 1248.5686 | 0 | 0 | 0 | 0
04.09. | 4 | 1248.5686 |  | 1248.5686 | 0 | 0 | 0 | 0
04.09. | 5 | 1209.1661 |  | 1209.1661 | 0 | 0 | 0 | 0
04.09. | 6 | 1253.4939 |  | 1253.4939 | 0 | 0 | 0 | 0
04.09. | 7 | 1287.9712 |  | 1287.9712 | 0 | 0 | 0 | 0
04.09. | 8 | 1290.4338 |  | 1290.4338 | 0 | 0 | 0 | 0
04.09. | 9 | 1233.7927 |  | 1233.7927 | 0 | 0 | 0 | 0
04.09. | 10 | 1182.0768 |  | 1182.0768 | 0 | 0 | 0 | 0
04.09. | 11 | 1199.3154 |  | 1199.3154 | 0 | 0 | 0 | 0
04.09. | 12 | 1172.2262 |  | 1172.2262 | 0 | 0 | 0 | 0
04.09. | 13 | 1169.7635 |  | 1169.7635 | 0 | 0 | 0 | 0
04.09. | 14 | 1154.9875 |  | 1154.9875 | 0 | 0 | 0 | 0
04.09. | 15 | 1135.2863 |  | 1135.2863 | 0 | 0 | 0 | 0
04.09. | 16 | 1122.973 |  | 1122.973 | 0 | 0 | 0 | 0
04.09. | 17 | 1167.3008 |  | 1167.3008 | 0 | 0 | 0 | 0
04.09. | 18 | 1223.942 |  | 1223.942 | 0 | 0 | 0 | 0
04.09. | 19 | 1305.2098 |  | 1305.2098 | 0 | 0 | 0 | 0
04.09. | 20 | 1312.5978 |  | 1312.5978 | 0 | 0 | 0 | 0
04.09. | 21 | 1315.0604 |  | 1315.0604 | 0 | 0 | 0 | 0
04.09. | 22 | 1300.2845 |  | 1300.2845 | 0 | 0 | 0 | 0
04.09. | 23 | 1297.8218 |  | 1297.8218 | 0 | 0 | 0 | 0
04.09. | 24 | 1283.0459 |  | 1283.0459 | 0 | 0 | 0 | 0
05.09. | 1 | 1295.3592 |  | 1295.3592 | 0 | 0 | 0 | 0
05.09. | 2 | 1300.2845 |  | 1300.2845 | 0 | 0 | 0 | 0
05.09. | 3 | 1285.5085 |  | 1285.5085 | 0 | 0 | 0 | 0
05.09. | 4 | 1295.3592 |  | 1295.3592 | 0 | 0 | 0 | 0
05.09. | 5 | 1300.2845 |  | 1300.2845 | 0 | 0 | 0 | 0
05.09. | 6 | 1292.8965 |  | 1292.8965 | 0 | 0 | 0 | 0
05.09. | 7 | 1317.5231 |  | 1317.5231 | 0 | 0 | 0 | 0
05.09. | 8 | 1305.2098 |  | 1305.2098 | 0 | 0 | 0 | 0
05.09. | 9 | 1292.8965 |  | 1292.8965 | 0 | 0 | 0 | 0
05.09. | 10 | 1219.0167 |  | 1219.0167 | 0 | 0 | 0 | 0
05.09. | 11 | 1184.5395 |  | 1184.5395 | 0 | 0 | 0 | 0
05.09. | 12 | 1187.0021 |  | 1187.0021 | 0 | 0 | 0 | 0
05.09. | 13 | 1154.9875 |  | 1154.9875 | 0 | 0 | 0 | 0
05.09. | 14 | 1150.0622 |  | 1150.0622 | 0 | 0 | 0 | 0
05.09. | 15 | 1154.9875 |  | 1154.9875 | 0 | 0 | 0 | 0
05.09. | 16 | 1167.3008 |  | 1167.3008 | 0 | 0 | 0 | 0
05.09. | 17 | 1206.7034 |  | 1206.7034 | 0 | 0 | 0 | 0
05.09. | 18 | 1201.7781 |  | 1201.7781 | 0 | 0 | 0 | 0
05.09. | 19 | 1268.2699 |  | 1268.2699 | 0 | 0 | 0 | 0
05.09. | 20 | 1263.3446 |  | 1263.3446 | 0 | 0 | 0 | 0
05.09. | 21 | 1283.0459 |  | 1283.0459 | 0 | 0 | 0 | 0
05.09. | 22 | 1283.0459 |  | 1283.0459 | 0 | 0 | 0 | 0
05.09. | 23 | 1297.8218 |  | 1297.8218 | 0 | 0 | 0 | 0
05.09. | 24 | 1287.9712 |  | 1287.9712 | 0 | 0 | 0 | 0
06.09. | 1 | 1295.3592 |  | 1295.3592 | 0 | 0 | 0 | 0
06.09. | 2 | 1285.5085 |  | 1285.5085 | 0 | 0 | 0 | 0
06.09. | 3 | 1287.9712 |  | 1287.9712 | 0 | 0 | 0 | 0
06.09. | 4 | 1265.8072 |  | 1265.8072 | 0 | 0 | 0 | 0
06.09. | 5 | 1231.33 |  | 1231.33 | 0 | 0 | 0 | 0
06.09. | 6 | 1285.5085 |  | 1285.5085 | 0 | 0 | 0 | 0
06.09. | 7 | 1263.3446 |  | 1263.3446 | 0 | 0 | 0 | 0
06.09. | 8 | 1260.8819 |  | 1260.8819 | 0 | 0 | 0 | 0
06.09. | 9 | 1273.1952 |  | 1273.1952 | 0 | 0 | 0 | 0
06.09. | 10 | 1184.5395 |  | 1184.5395 | 0 | 0 | 0 | 0
06.09. | 11 | 1167.3008 |  | 1167.3008 | 0 | 0 | 0 | 0
06.09. | 12 | 1159.9129 |  | 1159.9129 | 0 | 0 | 0 | 0
06.09. | 13 | 1169.7635 |  | 1169.7635 | 0 | 0 | 0 | 0
06.09. | 14 | 1162.3755 |  | 1162.3755 | 0 | 0 | 0 | 0
06.09. | 15 | 1157.4502 |  | 1157.4502 | 0 | 0 | 0 | 0
06.09. | 16 | 1184.5395 |  | 1184.5395 | 0 | 0 | 0 | 0
06.09. | 17 | 1231.33 |  | 1231.33 | 0 | 0 | 0 | 0
06.09. | 18 | 1243.6433 |  | 1243.6433 | 0 | 0 | 0 | 0
06.09. | 19 | 1263.3446 |  | 1263.3446 | 0 | 0 | 0 | 0
06.09. | 20 | 1253.4939 |  | 1253.4939 | 0 | 0 | 0 | 0
06.09. | 21 | 1287.9712 |  | 1287.9712 | 0 | 0 | 0 | 0
06.09. | 22 | 1285.5085 |  | 1285.5085 | 0 | 0 | 0 | 0
06.09. | 23 | 1292.8965 |  | 1292.8965 | 0 | 0 | 0 | 0
06.09. | 24 | 1219.0167 |  | 1219.0167 | 0 | 0 | 0 | 0
07.09. | 1 | 1226.4047 |  | 1226.4047 | 0 | 0 | 0 | 0
07.09. | 2 | 1219.0167 |  | 1219.0167 | 0 | 0 | 0 | 0
07.09. | 3 | 1223.942 |  | 1223.942 | 0 | 0 | 0 | 0
07.09. | 4 | 1199.3154 |  | 1199.3154 | 0 | 0 | 0 | 0
07.09. | 5 | 1184.5395 |  | 1184.5395 | 0 | 0 | 0 | 0
07.09. | 6 | 1219.0167 |  | 1219.0167 | 0 | 0 | 0 | 0
07.09. | 7 | 1214.0914 |  | 1214.0914 | 0 | 0 | 0 | 0
07.09. | 8 | 1137.7489 |  | 1137.7489 | 0 | 0 | 0 | 0
07.09. | 9 | 1125.4356 |  | 1125.4356 | 0 | 0 | 0 | 0
07.09. | 10 | 1120.5103 |  | 1120.5103 | 0 | 0 | 0 | 0
07.09. | 11 | 1122.973 |  | 1122.973 | 0 | 0 | 0 | 0
07.09. | 12 | 1046.6305 |  | 1046.6305 | 0 | 0 | 0 | 0
07.09. | 13 | 1046.6305 |  | 1046.6305 | 0 | 0 | 0 | 0
07.09. | 14 | 1054.0185 |  | 1054.0185 | 0 | 0 | 0 | 0
07.09. | 15 | 1054.0185 |  | 1054.0185 | 0 | 0 | 0 | 0
07.09. | 16 | 1083.5704 |  | 1083.5704 | 0 | 0 | 0 | 0
07.09. | 17 | 1100.809 |  | 1100.809 | 0 | 0 | 0 | 0
07.09. | 18 | 1127.8983 |  | 1127.8983 | 0 | 0 | 0 | 0
07.09. | 19 | 1162.3755 |  | 1162.3755 | 0 | 0 | 0 | 0
07.09. | 20 | 1201.7781 |  | 1201.7781 | 0 | 0 | 0 | 0
07.09. | 21 | 1258.4193 |  | 1258.4193 | 0 | 0 | 0 | 0
07.09. | 22 | 1204.2407 |  | 1204.2407 | 0 | 0 | 0 | 0
07.09. | 23 | 1219.0167 |  | 1219.0167 | 0 | 0 | 0 | 0
07.09. | 24 | 1287.9712 |  | 1287.9712 | 0 | 0 | 0 | 0
08.09. | 1 | 1307.6725 |  | 1307.6725 | 0 | 0 | 0 | 0
08.09. | 2 | 1300.2845 |  | 1300.2845 | 0 | 0 | 0 | 0
08.09. | 3 | 1290.4338 |  | 1290.4338 | 0 | 0 | 0 | 0
08.09. | 4 | 1283.0459 |  | 1283.0459 | 0 | 0 | 0 | 0
08.09. | 5 | 1283.0459 |  | 1283.0459 | 0 | 0 | 0 | 0
08.09. | 6 | 1273.1952 |  | 1273.1952 | 0 | 0 | 0 | 0
08.09. | 7 | 1278.1205 |  | 1278.1205 | 0 | 0 | 0 | 0
08.09. | 8 | 1219.0167 |  | 1219.0167 | 0 | 0 | 0 | 0
08.09. | 9 | 1142.6742 |  | 1142.6742 | 0 | 0 | 0 | 0
08.09. | 10 | 1187.0021 |  | 1187.0021 | 0 | 0 | 0 | 0
08.09. | 11 | 1154.9875 |  | 1154.9875 | 0 | 0 | 0 | 0
08.09. | 12 | 1073.7198 |  | 1073.7198 | 0 | 0 | 0 | 0
08.09. | 13 | 992.452 |  | 992.452 | 0 | 0 | 0 | 0
08.09. | 14 | 1012.1533 |  | 1012.1533 | 0 | 0 | 0 | 0
08.09. | 15 | 1036.7799 |  | 1036.7799 | 0 | 0 | 0 | 0
08.09. | 16 | 997.3773 |  | 997.3773 | 0 | 0 | 0 | 0
08.09. | 17 | 1041.7052 |  | 1041.7052 | 0 | 0 | 0 | 0
08.09. | 18 | 1078.6451 |  | 1078.6451 | 0 | 0 | 0 | 0
08.09. | 19 | 1132.8236 |  | 1132.8236 | 0 | 0 | 0 | 0
08.09. | 20 | 1182.0768 |  | 1182.0768 | 0 | 0 | 0 | 0
08.09. | 21 | 1159.9129 |  | 1159.9129 | 0 | 0 | 0 | 0
08.09. | 22 | 1172.2262 |  | 1172.2262 | 0 | 0 | 0 | 0
08.09. | 23 | 1184.5395 |  | 1184.5395 | 0 | 0 | 0 | 0
08.09. | 24 | 1223.942 |  | 1223.942 | 0 | 0 | 0 | 0
09.09. | 1 | 1255.9566 |  | 1255.9566 | 0 | 0 | 0 | 0
09.09. | 2 | 1255.9566 |  | 1255.9566 | 0 | 0 | 0 | 0
09.09. | 3 | 1248.5686 |  | 1248.5686 | 0 | 0 | 0 | 0
09.09. | 4 | 1253.4939 |  | 1253.4939 | 0 | 0 | 0 | 0
09.09. | 5 | 1226.4047 |  | 1226.4047 | 0 | 0 | 0 | 0
09.09. | 6 | 1236.2553 |  | 1236.2553 | 0 | 0 | 0 | 0
09.09. | 7 | 1253.4939 |  | 1253.4939 | 0 | 0 | 0 | 0
09.09. | 8 | 1241.1806 |  | 1241.1806 | 0 | 0 | 0 | 0
09.09. | 9 | 1162.3755 |  | 1162.3755 | 0 | 0 | 0 | 0
09.09. | 10 | 1100.809 |  | 1100.809 | 0 | 0 | 0 | 0
09.09. | 11 | 1103.2717 |  | 1103.2717 | 0 | 0 | 0 | 0
09.09. | 12 | 1049.0932 |  | 1049.0932 | 0 | 0 | 0 | 0
09.09. | 13 | 1049.0932 |  | 1049.0932 | 0 | 0 | 0 | 0
09.09. | 14 | 1051.5558 |  | 1051.5558 | 0 | 0 | 0 | 0
09.09. | 15 | 1086.0331 |  | 1086.0331 | 0 | 0 | 0 | 0
09.09. | 16 | 1061.4065 |  | 1061.4065 | 0 | 0 | 0 | 0
09.09. | 17 | 1058.9438 |  | 1058.9438 | 0 | 0 | 0 | 0
09.09. | 18 | 1088.4957 |  | 1088.4957 | 0 | 0 | 0 | 0
09.09. | 19 | 1081.1077 |  | 1081.1077 | 0 | 0 | 0 | 0
09.09. | 20 | 1172.2262 |  | 1172.2262 | 0 | 0 | 0 | 0
09.09. | 21 | 1187.0021 |  | 1187.0021 | 0 | 0 | 0 | 0
09.09. | 22 | 1226.4047 |  | 1226.4047 | 0 | 0 | 0 | 0
09.09. | 23 | 1231.33 |  | 1231.33 | 0 | 0 | 0 | 0
09.09. | 24 | 1248.5686 |  | 1248.5686 | 0 | 0 | 0 | 0
10.09. | 1 | 1246.106 |  | 1246.106 | 0 | 0 | 0 | 0
10.09. | 2 | 1248.5686 |  | 1248.5686 | 0 | 0 | 0 | 0
10.09. | 3 | 1241.1806 |  | 1241.1806 | 0 | 0 | 0 | 0
10.09. | 4 | 1221.4794 |  | 1221.4794 | 0 | 0 | 0 | 0
10.09. | 5 | 1236.2553 |  | 1236.2553 | 0 | 0 | 0 | 0
10.09. | 6 | 1228.8673 |  | 1228.8673 | 0 | 0 | 0 | 0
10.09. | 7 | 1226.4047 |  | 1226.4047 | 0 | 0 | 0 | 0
10.09. | 8 | 1228.8673 |  | 1228.8673 | 0 | 0 | 0 | 0
10.09. | 9 | 1174.6888 |  | 1174.6888 | 0 | 0 | 0 | 0
10.09. | 10 | 1110.6597 |  | 1110.6597 | 0 | 0 | 0 | 0
10.09. | 11 | 1076.1824 |  | 1076.1824 | 0 | 0 | 0 | 0
10.09. | 12 | 997.3773 |  | 997.3773 | 0 | 0 | 0 | 0
10.09. | 13 | 987.5267 |  | 987.5267 | 0 | 0 | 0 | 0
10.09. | 14 | 1044.1678 |  | 1044.1678 | 0 | 0 | 0 | 0
10.09. | 15 | 989.9893 |  | 989.9893 | 0 | 0 | 0 | 0
10.09. | 16 | 1039.2425 |  | 1039.2425 | 0 | 0 | 0 | 0
10.09. | 17 | 1100.809 |  | 1100.809 | 0 | 0 | 0 | 0
10.09. | 18 | 1137.7489 |  | 1137.7489 | 0 | 0 | 0 | 0
10.09. | 19 | 1154.9875 |  | 1154.9875 | 0 | 0 | 0 | 0
10.09. | 20 | 1241.1806 |  | 1241.1806 | 0 | 0 | 0 | 0
10.09. | 21 | 1233.7927 |  | 1233.7927 | 0 | 0 | 0 | 0
10.09. | 22 | 1243.6433 |  | 1243.6433 | 0 | 0 | 0 | 0
10.09. | 23 | 1255.9566 |  | 1255.9566 | 0 | 0 | 0 | 0
10.09. | 24 | 1241.1806 |  | 1241.1806 | 0 | 0 | 0 | 0
11.09. | 1 | 1177.1515 |  | 1177.1515 | 0 | 0 | 0 | 0
11.09. | 2 | 1174.6888 |  | 1174.6888 | 0 | 0 | 0 | 0
11.09. | 3 | 1174.6888 |  | 1174.6888 | 0 | 0 | 0 | 0
11.09. | 4 | 1125.4356 |  | 1125.4356 | 0 | 0 | 0 | 0
11.09. | 5 | 1125.4356 |  | 1125.4356 | 0 | 0 | 0 | 0
11.09. | 6 | 1162.3755 |  | 1162.3755 | 0 | 0 | 0 | 0
11.09. | 7 | 1167.3008 |  | 1167.3008 | 0 | 0 | 0 | 0
11.09. | 8 | 1125.4356 |  | 1125.4356 | 0 | 0 | 0 | 0
11.09. | 9 | 1098.3464 |  | 1098.3464 | 0 | 0 | 0 | 0
11.09. | 10 | 1113.1223 |  | 1113.1223 | 0 | 0 | 0 | 0
11.09. | 11 | 1088.4957 |  | 1088.4957 | 0 | 0 | 0 | 0
11.09. | 12 | 1086.0331 |  | 1086.0331 | 0 | 0 | 0 | 0
11.09. | 13 | 1073.7198 |  | 1073.7198 | 0 | 0 | 0 | 0
11.09. | 14 | 1103.2717 |  | 1103.2717 | 0 | 0 | 0 | 0
11.09. | 15 | 1098.3464 |  | 1098.3464 | 0 | 0 | 0 | 0
11.09. | 16 | 1088.4957 |  | 1088.4957 | 0 | 0 | 0 | 0
11.09. | 17 | 1105.7343 |  | 1105.7343 | 0 | 0 | 0 | 0
11.09. | 18 | 1125.4356 |  | 1125.4356 | 0 | 0 | 0 | 0
11.09. | 19 | 1150.0622 |  | 1150.0622 | 0 | 0 | 0 | 0
11.09. | 20 | 1201.7781 |  | 1201.7781 | 0 | 0 | 0 | 0
11.09. | 21 | 1211.6287 |  | 1211.6287 | 0 | 0 | 0 | 0
11.09. | 22 | 1211.6287 |  | 1211.6287 | 0 | 0 | 0 | 0
11.09. | 23 | 1214.0914 |  | 1214.0914 | 0 | 0 | 0 | 0
11.09. | 24 | 1214.0914 |  | 1214.0914 | 0 | 0 | 0 | 0
12.09. | 1 | 1221.4794 |  | 1221.4794 | 0 | 0 | 0 | 0
12.09. | 2 | 1223.942 |  | 1223.942 | 0 | 0 | 0 | 0
12.09. | 3 | 1209.1661 |  | 1209.1661 | 0 | 0 | 0 | 0
12.09. | 4 | 1206.7034 |  | 1206.7034 | 0 | 0 | 0 | 0
12.09. | 5 | 1223.942 |  | 1223.942 | 0 | 0 | 0 | 0
12.09. | 6 | 1196.8528 |  | 1196.8528 | 0 | 0 | 0 | 0
12.09. | 7 | 1172.2262 |  | 1172.2262 | 0 | 0 | 0 | 0
12.09. | 8 | 1130.3609 |  | 1130.3609 | 0 | 0 | 0 | 0
12.09. | 9 | 1110.6597 |  | 1110.6597 | 0 | 0 | 0 | 0
12.09. | 10 | 1135.2863 |  | 1135.2863 | 0 | 0 | 0 | 0
12.09. | 11 | 1130.3609 |  | 1130.3609 | 0 | 0 | 0 | 0
12.09. | 12 | 1122.973 |  | 1122.973 | 0 | 0 | 0 | 0
12.09. | 13 | 1110.6597 |  | 1110.6597 | 0 | 0 | 0 | 0
12.09. | 14 | 1130.3609 |  | 1130.3609 | 0 | 0 | 0 | 0
12.09. | 15 | 1100.809 |  | 1100.809 | 0 | 0 | 0 | 0
12.09. | 16 | 1167.3008 |  | 1167.3008 | 0 | 0 | 0 | 0
12.09. | 17 | 1191.9274 |  | 1191.9274 | 0 | 0 | 0 | 0
12.09. | 18 | 1201.7781 |  | 1201.7781 | 0 | 0 | 0 | 0
12.09. | 19 | 1214.0914 |  | 1214.0914 | 0 | 0 | 0 | 0
12.09. | 20 | 1223.942 |  | 1223.942 | 0 | 0 | 0 | 0
12.09. | 21 | 1263.3446 |  | 1263.3446 | 0 | 0 | 0 | 0
12.09. | 22 | 1248.5686 |  | 1248.5686 | 0 | 0 | 0 | 0
12.09. | 23 | 1260.8819 |  | 1260.8819 | 0 | 0 | 0 | 0
12.09. | 24 | 1273.1952 |  | 1273.1952 | 0 | 0 | 0 | 0
13.09. | 1 | 1265.8072 |  | 1265.8072 | 0 | 0 | 0 | 0
13.09. | 2 | 1246.106 |  | 1246.106 | 0 | 0 | 0 | 0
13.09. | 3 | 1189.4648 |  | 1189.4648 | 0 | 0 | 0 | 0
13.09. | 4 | 1206.7034 |  | 1206.7034 | 0 | 0 | 0 | 0
13.09. | 5 | 1214.0914 |  | 1214.0914 | 0 | 0 | 0 | 0
13.09. | 6 | 1268.2699 |  | 1268.2699 | 0 | 0 | 0 | 0
13.09. | 7 | 1270.7326 |  | 1270.7326 | 0 | 0 | 0 | 0
13.09. | 8 | 1263.3446 |  | 1263.3446 | 0 | 0 | 0 | 0
13.09. | 9 | 1182.0768 |  | 1182.0768 | 0 | 0 | 0 | 0
13.09. | 10 | 1154.9875 |  | 1154.9875 | 0 | 0 | 0 | 0
13.09. | 11 | 1154.9875 |  | 1154.9875 | 0 | 0 | 0 | 0
13.09. | 12 | 1130.3609 |  | 1130.3609 | 0 | 0 | 0 | 0
13.09. | 13 | 1130.3609 |  | 1130.3609 | 0 | 0 | 0 | 0
13.09. | 14 | 1137.7489 |  | 1137.7489 | 0 | 0 | 0 | 0
13.09. | 15 | 1130.3609 |  | 1130.3609 | 0 | 0 | 0 | 0
13.09. | 16 | 1145.1369 |  | 1145.1369 | 0 | 0 | 0 | 0
13.09. | 17 | 1164.8382 |  | 1164.8382 | 0 | 0 | 0 | 0
13.09. | 18 | 1246.106 |  | 1246.106 | 0 | 0 | 0 | 0
13.09. | 19 | 1228.8673 |  | 1228.8673 | 0 | 0 | 0 | 0
13.09. | 20 | 1283.0459 |  | 1283.0459 | 0 | 0 | 0 | 0
13.09. | 21 | 1297.8218 |  | 1297.8218 | 0 | 0 | 0 | 0
13.09. | 22 | 1295.3592 |  | 1295.3592 | 0 | 0 | 0 | 0
13.09. | 23 | 1243.6433 |  | 1243.6433 | 0 | 0 | 0 | 0
13.09. | 24 | 1248.5686 |  | 1248.5686 | 0 | 0 | 0 | 0
14.09. | 1 | 1243.6433 |  | 1243.6433 | 0 | 0 | 0 | 0
14.09. | 2 | 1243.6433 |  | 1243.6433 | 0 | 0 | 0 | 0
14.09. | 3 | 1251.0313 |  | 1251.0313 | 0 | 0 | 0 | 0
14.09. | 4 | 1246.106 |  | 1246.106 | 0 | 0 | 0 | 0
14.09. | 5 | 1255.9566 |  | 1255.9566 | 0 | 0 | 0 | 0
14.09. | 6 | 1243.6433 |  | 1243.6433 | 0 | 0 | 0 | 0
14.09. | 7 | 1265.8072 |  | 1265.8072 | 0 | 0 | 0 | 0
14.09. | 8 | 1221.4794 |  | 1221.4794 | 0 | 0 | 0 | 0
14.09. | 9 | 1253.4939 |  | 1253.4939 | 0 | 0 | 0 | 0
14.09. | 10 | 1211.6287 |  | 1211.6287 | 0 | 0 | 0 | 0
14.09. | 11 | 1182.0768 |  | 1182.0768 | 0 | 0 | 0 | 0
14.09. | 12 | 1159.9129 |  | 1159.9129 | 0 | 0 | 0 | 0
14.09. | 13 | 1145.1369 |  | 1145.1369 | 0 | 0 | 0 | 0
14.09. | 14 | 1147.5996 |  | 1147.5996 | 0 | 0 | 0 | 0
14.09. | 15 | 1152.5249 |  | 1152.5249 | 0 | 0 | 0 | 0
14.09. | 16 | 1172.2262 |  | 1172.2262 | 0 | 0 | 0 | 0
14.09. | 17 | 1189.4648 |  | 1189.4648 | 0 | 0 | 0 | 0
14.09. | 18 | 1258.4193 |  | 1258.4193 | 0 | 0 | 0 | 0
14.09. | 19 | 1273.1952 |  | 1273.1952 | 0 | 0 | 0 | 0
14.09. | 20 | 1339.687 |  | 1339.687 | 0 | 0 | 0 | 0
14.09. | 21 | 1352.0003 |  | 1352.0003 | 0 | 0 | 0 | 0
14.09. | 22 | 1349.5377 |  | 1349.5377 | 0 | 0 | 0 | 0
14.09. | 23 | 1287.9712 |  | 1287.9712 | 0 | 0 | 0 | 0
14.09. | 24 | 1243.6433 |  | 1243.6433 | 0 | 0 | 0 | 0
15.09. | 1 | 1204.2407 |  | 1204.2407 | 0 | 0 | 0 | 0
15.09. | 2 | 1196.8528 |  | 1196.8528 | 0 | 0 | 0 | 0
15.09. | 3 | 1177.1515 |  | 1177.1515 | 0 | 0 | 0 | 0
15.09. | 4 | 1147.5996 |  | 1147.5996 | 0 | 0 | 0 | 0
15.09. | 5 | 1154.9875 |  | 1154.9875 | 0 | 0 | 0 | 0
15.09. | 6 | 1152.5249 |  | 1152.5249 | 0 | 0 | 0 | 0
15.09. | 7 | 1135.2863 |  | 1135.2863 | 0 | 0 | 0 | 0
15.09. | 8 | 1137.7489 |  | 1137.7489 | 0 | 0 | 0 | 0
15.09. | 9 | 1137.7489 |  | 1137.7489 | 0 | 0 | 0 | 0
15.09. | 10 | 1071.2571 |  | 1071.2571 | 0 | 0 | 0 | 0
15.09. | 11 | 994.9146 |  | 994.9146 | 0 | 0 | 0 | 0
15.09. | 12 | 940.7361 |  | 940.7361 | 0 | 0 | 0 | 0
15.09. | 13 | 921.0348 |  | 921.0348 | 0 | 0 | 0 | 0
15.09. | 14 | 945.6614 |  | 945.6614 | 0 | 0 | 0 | 0
15.09. | 15 | 945.6614 |  | 945.6614 | 0 | 0 | 0 | 0
15.09. | 16 | 957.9747 |  | 957.9747 | 0 | 0 | 0 | 0
15.09. | 17 | 989.9893 |  | 989.9893 | 0 | 0 | 0 | 0
15.09. | 18 | 1071.2571 |  | 1071.2571 | 0 | 0 | 0 | 0
15.09. | 19 | 1125.4356 |  | 1125.4356 | 0 | 0 | 0 | 0
15.09. | 20 | 1206.7034 |  | 1206.7034 | 0 | 0 | 0 | 0
15.09. | 21 | 1211.6287 |  | 1211.6287 | 0 | 0 | 0 | 0
15.09. | 22 | 1209.1661 |  | 1209.1661 | 0 | 0 | 0 | 0
15.09. | 23 | 1169.7635 |  | 1169.7635 | 0 | 0 | 0 | 0
15.09. | 24 | 1073.7198 |  | 1073.7198 | 0 | 0 | 0 | 0
16.09. | 1 | 1076.1824 |  | 1076.1824 | 0 | 0 | 0 | 0
16.09. | 2 | 1066.3318 |  | 1066.3318 | 0 | 0 | 0 | 0
16.09. | 3 | 1056.4811 |  | 1056.4811 | 0 | 0 | 0 | 0
16.09. | 4 | 1039.2425 |  | 1039.2425 | 0 | 0 | 0 | 0
16.09. | 5 | 1041.7052 |  | 1041.7052 | 0 | 0 | 0 | 0
16.09. | 6 | 1029.3919 |  | 1029.3919 | 0 | 0 | 0 | 0
16.09. | 7 | 1081.1077 |  | 1081.1077 | 0 | 0 | 0 | 0
16.09. | 8 | 1026.9292 |  | 1026.9292 | 0 | 0 | 0 | 0
16.09. | 9 | 975.2134 |  | 975.2134 | 0 | 0 | 0 | 0
16.09. | 10 | 857.0057 |  | 857.0057 | 0 | 0 | 0 | 0
16.09. | 11 | 829.9164 |  | 829.9164 | 0 | 0 | 0 | 0
16.09. | 12 | 778.2006 |  | 778.2006 | 0 | 0 | 0 | 0
16.09. | 13 | 780.6632 |  | 780.6632 | 0 | 0 | 0 | 0
16.09. | 14 | 788.0512 |  | 788.0512 | 0 | 0 | 0 | 0
16.09. | 15 | 812.6778 |  | 812.6778 | 0 | 0 | 0 | 0
16.09. | 16 | 822.5284 |  | 822.5284 | 0 | 0 | 0 | 0
16.09. | 17 | 785.5885 |  | 785.5885 | 0 | 0 | 0 | 0
16.09. | 18 | 869.319 |  | 869.319 | 0 | 0 | 0 | 0
16.09. | 19 | 938.2735 |  | 938.2735 | 0 | 0 | 0 | 0
16.09. | 20 | 1024.4666 |  | 1024.4666 | 0 | 0 | 0 | 0
16.09. | 21 | 1044.1678 |  | 1044.1678 | 0 | 0 | 0 | 0
16.09. | 22 | 1034.3172 |  | 1034.3172 | 0 | 0 | 0 | 0
16.09. | 23 | 970.288 |  | 970.288 | 0 | 0 | 0 | 0
16.09. | 24 | 972.7507 |  | 972.7507 | 0 | 0 | 0 | 0
17.09. | 1 | 970.288 |  | 970.288 | 0 | 0 | 0 | 0
17.09. | 2 | 985.064 |  | 985.064 | 0 | 0 | 0 | 0
17.09. | 3 | 997.3773 |  | 997.3773 | 0 | 0 | 0 | 0
17.09. | 4 | 997.3773 |  | 997.3773 | 0 | 0 | 0 | 0
17.09. | 5 | 992.452 |  | 992.452 | 0 | 0 | 0 | 0
17.09. | 6 | 992.452 |  | 992.452 | 0 | 0 | 0 | 0
17.09. | 7 | 999.84 |  | 999.84 | 0 | 0 | 0 | 0
17.09. | 8 | 992.452 |  | 992.452 | 0 | 0 | 0 | 0
17.09. | 9 | 994.9146 |  | 994.9146 | 0 | 0 | 0 | 0
17.09. | 10 | 962.9001 |  | 962.9001 | 0 | 0 | 0 | 0
17.09. | 11 | 955.5121 |  | 955.5121 | 0 | 0 | 0 | 0
17.09. | 12 | 955.5121 |  | 955.5121 | 0 | 0 | 0 | 0
17.09. | 13 | 1009.6906 |  | 1009.6906 | 0 | 0 | 0 | 0
17.09. | 14 | 1024.4666 |  | 1024.4666 | 0 | 0 | 0 | 0
17.09. | 15 | 1024.4666 |  | 1024.4666 | 0 | 0 | 0 | 0
17.09. | 16 | 1026.9292 |  | 1026.9292 | 0 | 0 | 0 | 0
17.09. | 17 | 1051.5558 |  | 1051.5558 | 0 | 0 | 0 | 0
17.09. | 18 | 1061.4065 |  | 1061.4065 | 0 | 0 | 0 | 0
17.09. | 19 | 1086.0331 |  | 1086.0331 | 0 | 0 | 0 | 0
17.09. | 20 | 1093.421 |  | 1093.421 | 0 | 0 | 0 | 0
17.09. | 21 | 1103.2717 |  | 1103.2717 | 0 | 0 | 0 | 0
17.09. | 22 | 1108.197 |  | 1108.197 | 0 | 0 | 0 | 0
17.09. | 23 | 1108.197 |  | 1108.197 | 0 | 0 | 0 | 0
17.09. | 24 | 1088.4957 |  | 1088.4957 | 0 | 0 | 0 | 0
18.09. | 1 | 1086.0331 |  | 1086.0331 | 0 | 0 | 0 | 0
18.09. | 2 | 1083.5704 |  | 1083.5704 | 0 | 0 | 0 | 0
18.09. | 3 | 1083.5704 |  | 1083.5704 | 0 | 0 | 0 | 0
18.09. | 4 | 1088.4957 |  | 1088.4957 | 0 | 0 | 0 | 0
18.09. | 5 | 1120.5103 |  | 1120.5103 | 0 | 0 | 0 | 0
18.09. | 6 | 1142.6742 |  | 1142.6742 | 0 | 0 | 0 | 0
18.09. | 7 | 1081.1077 |  | 1081.1077 | 0 | 0 | 0 | 0
18.09. | 8 | 1031.8545 |  | 1031.8545 | 0 | 0 | 0 | 0
18.09. | 9 | 1031.8545 |  | 1031.8545 | 0 | 0 | 0 | 0
18.09. | 10 | 1058.9438 |  | 1058.9438 | 0 | 0 | 0 | 0
18.09. | 11 | 1044.1678 |  | 1044.1678 | 0 | 0 | 0 | 0
18.09. | 12 | 1036.7799 |  | 1036.7799 | 0 | 0 | 0 | 0
18.09. | 13 | 1034.3172 |  | 1034.3172 | 0 | 0 | 0 | 0
18.09. | 14 | 1041.7052 |  | 1041.7052 | 0 | 0 | 0 | 0
18.09. | 15 | 1034.3172 |  | 1034.3172 | 0 | 0 | 0 | 0
18.09. | 16 | 1036.7799 |  | 1036.7799 | 0 | 0 | 0 | 0
18.09. | 17 | 1031.8545 |  | 1031.8545 | 0 | 0 | 0 | 0
18.09. | 18 | 1058.9438 |  | 1058.9438 | 0 | 0 | 0 | 0
18.09. | 19 | 1132.8236 |  | 1132.8236 | 0 | 0 | 0 | 0
18.09. | 20 | 1140.2116 |  | 1140.2116 | 0 | 0 | 0 | 0
18.09. | 21 | 1142.6742 |  | 1142.6742 | 0 | 0 | 0 | 0
18.09. | 22 | 1137.7489 |  | 1137.7489 | 0 | 0 | 0 | 0
18.09. | 23 | 1137.7489 |  | 1137.7489 | 0 | 0 | 0 | 0
18.09. | 24 | 1162.3755 |  | 1162.3755 | 0 | 0 | 0 | 0
19.09. | 1 | 1164.8382 |  | 1164.8382 | 0 | 0 | 0 | 0
19.09. | 2 | 1164.8382 |  | 1164.8382 | 0 | 0 | 0 | 0
19.09. | 3 | 1162.3755 |  | 1162.3755 | 0 | 0 | 0 | 0
19.09. | 4 | 1162.3755 |  | 1162.3755 | 0 | 0 | 0 | 0
19.09. | 5 | 1152.5249 |  | 1152.5249 | 0 | 0 | 0 | 0
19.09. | 6 | 1142.6742 |  | 1142.6742 | 0 | 0 | 0 | 0
19.09. | 7 | 1130.3609 |  | 1130.3609 | 0 | 0 | 0 | 0
19.09. | 8 | 1130.3609 |  | 1130.3609 | 0 | 0 | 0 | 0
19.09. | 9 | 1137.7489 |  | 1137.7489 | 0 | 0 | 0 | 0
19.09. | 10 | 1125.4356 |  | 1125.4356 | 0 | 0 | 0 | 0
19.09. | 11 | 1118.0476 |  | 1118.0476 | 0 | 0 | 0 | 0
19.09. | 12 | 1108.197 |  | 1108.197 | 0 | 0 | 0 | 0
19.09. | 13 | 1122.973 |  | 1122.973 | 0 | 0 | 0 | 0
19.09. | 14 | 1105.7343 |  | 1105.7343 | 0 | 0 | 0 | 0
19.09. | 15 | 1061.4065 |  | 1061.4065 | 0 | 0 | 0 | 0
19.09. | 16 | 1061.4065 |  | 1061.4065 | 0 | 0 | 0 | 0
19.09. | 17 | 1073.7198 |  | 1073.7198 | 0 | 0 | 0 | 0
19.09. | 18 | 1066.3318 |  | 1066.3318 | 0 | 0 | 0 | 0
19.09. | 19 | 1152.5249 |  | 1152.5249 | 0 | 0 | 0 | 0
19.09. | 20 | 1127.8983 |  | 1127.8983 | 0 | 0 | 0 | 0
19.09. | 21 | 1130.3609 |  | 1130.3609 | 0 | 0 | 0 | 0
19.09. | 22 | 1115.585 |  | 1115.585 | 0 | 0 | 0 | 0
19.09. | 23 | 1135.2863 |  | 1135.2863 | 0 | 0 | 0 | 0
19.09. | 24 | 1086.0331 |  | 1086.0331 | 0 | 0 | 0 | 0
20.09. | 1 | 1071.2571 |  | 1071.2571 | 0 | 0 | 0 | 0
20.09. | 2 | 1061.4065 |  | 1061.4065 | 0 | 0 | 0 | 0
20.09. | 3 | 1061.4065 |  | 1061.4065 | 0 | 0 | 0 | 0
20.09. | 4 | 1063.8691 |  | 1063.8691 | 0 | 0 | 0 | 0
20.09. | 5 | 1093.421 |  | 1093.421 | 0 | 0 | 0 | 0
20.09. | 6 | 1098.3464 |  | 1098.3464 | 0 | 0 | 0 | 0
20.09. | 7 | 1103.2717 |  | 1103.2717 | 0 | 0 | 0 | 0
20.09. | 8 | 1093.421 |  | 1093.421 | 0 | 0 | 0 | 0
20.09. | 9 | 1088.4957 |  | 1088.4957 | 0 | 0 | 0 | 0
20.09. | 10 | 1086.0331 |  | 1086.0331 | 0 | 0 | 0 | 0
20.09. | 11 | 1083.5704 |  | 1083.5704 | 0 | 0 | 0 | 0
20.09. | 12 | 1068.7944 |  | 1068.7944 | 0 | 0 | 0 | 0
20.09. | 13 | 1068.7944 |  | 1068.7944 | 0 | 0 | 0 | 0
20.09. | 14 | 1044.1678 |  | 1044.1678 | 0 | 0 | 0 | 0
20.09. | 15 | 1031.8545 |  | 1031.8545 | 0 | 0 | 0 | 0
20.09. | 16 | 1051.5558 |  | 1051.5558 | 0 | 0 | 0 | 0
20.09. | 17 | 1024.4666 |  | 1024.4666 | 0 | 0 | 0 | 0
20.09. | 18 | 1034.3172 |  | 1034.3172 | 0 | 0 | 0 | 0
20.09. | 19 | 1100.809 |  | 1100.809 | 0 | 0 | 0 | 0
20.09. | 20 | 1105.7343 |  | 1105.7343 | 0 | 0 | 0 | 0
20.09. | 21 | 1137.7489 |  | 1137.7489 | 0 | 0 | 0 | 0
20.09. | 22 | 1036.7799 |  | 1036.7799 | 0 | 0 | 0 | 0
20.09. | 23 | 1078.6451 |  | 1078.6451 | 0 | 0 | 0 | 0
20.09. | 24 | 1044.1678 |  | 1044.1678 | 0 | 0 | 0 | 0
21.09. | 1 | 1071.2571 |  | 1071.2571 | 0 | 0 | 0 | 0
21.09. | 2 | 1046.6305 |  | 1046.6305 | 0 | 0 | 0 | 0
21.09. | 3 | 1044.1678 |  | 1044.1678 | 0 | 0 | 0 | 0
21.09. | 4 | 1039.2425 |  | 1039.2425 | 0 | 0 | 0 | 0
21.09. | 5 | 1031.8545 |  | 1031.8545 | 0 | 0 | 0 | 0
21.09. | 6 | 1056.4811 |  | 1056.4811 | 0 | 0 | 0 | 0
21.09. | 7 | 1066.3318 |  | 1066.3318 | 0 | 0 | 0 | 0
21.09. | 8 | 1056.4811 |  | 1056.4811 | 0 | 0 | 0 | 0
21.09. | 9 | 1022.0039 |  | 1022.0039 | 0 | 0 | 0 | 0
21.09. | 10 | 1024.4666 |  | 1024.4666 | 0 | 0 | 0 | 0
21.09. | 11 | 1009.6906 |  | 1009.6906 | 0 | 0 | 0 | 0
21.09. | 12 | 970.288 |  | 970.288 | 0 | 0 | 0 | 0
21.09. | 13 | 982.6013 |  | 982.6013 | 0 | 0 | 0 | 0
21.09. | 14 | 999.84 |  | 999.84 | 0 | 0 | 0 | 0
21.09. | 15 | 980.1387 |  | 980.1387 | 0 | 0 | 0 | 0
21.09. | 16 | 985.064 |  | 985.064 | 0 | 0 | 0 | 0
21.09. | 17 | 987.5267 |  | 987.5267 | 0 | 0 | 0 | 0
21.09. | 18 | 992.452 |  | 992.452 | 0 | 0 | 0 | 0
21.09. | 19 | 989.9893 |  | 989.9893 | 0 | 0 | 0 | 0
21.09. | 20 | 1029.3919 |  | 1029.3919 | 0 | 0 | 0 | 0
21.09. | 21 | 1063.8691 |  | 1063.8691 | 0 | 0 | 0 | 0
21.09. | 22 | 1083.5704 |  | 1083.5704 | 0 | 0 | 0 | 0
21.09. | 23 | 1078.6451 |  | 1078.6451 | 0 | 0 | 0 | 0
21.09. | 24 | 1068.7944 |  | 1068.7944 | 0 | 0 | 0 | 0
22.09. | 1 | 1071.2571 |  | 1071.2571 | 0 | 0 | 0 | 0
22.09. | 2 | 1071.2571 |  | 1071.2571 | 0 | 0 | 0 | 0
22.09. | 3 | 1071.2571 |  | 1071.2571 | 0 | 0 | 0 | 0
22.09. | 4 | 1066.3318 |  | 1066.3318 | 0 | 0 | 0 | 0
22.09. | 5 | 1068.7944 |  | 1068.7944 | 0 | 0 | 0 | 0
22.09. | 6 | 1066.3318 |  | 1066.3318 | 0 | 0 | 0 | 0
22.09. | 7 | 1063.8691 |  | 1063.8691 | 0 | 0 | 0 | 0
22.09. | 8 | 1058.9438 |  | 1058.9438 | 0 | 0 | 0 | 0
22.09. | 9 | 999.84 |  | 999.84 | 0 | 0 | 0 | 0
22.09. | 10 | 999.84 |  | 999.84 | 0 | 0 | 0 | 0
22.09. | 11 | 999.84 |  | 999.84 | 0 | 0 | 0 | 0
22.09. | 12 | 982.6013 |  | 982.6013 | 0 | 0 | 0 | 0
22.09. | 13 | 950.5868 |  | 950.5868 | 0 | 0 | 0 | 0
22.09. | 14 | 972.7507 |  | 972.7507 | 0 | 0 | 0 | 0
22.09. | 15 | 967.8254 |  | 967.8254 | 0 | 0 | 0 | 0
22.09. | 16 | 975.2134 |  | 975.2134 | 0 | 0 | 0 | 0
22.09. | 17 | 970.288 |  | 970.288 | 0 | 0 | 0 | 0
22.09. | 18 | 987.5267 |  | 987.5267 | 0 | 0 | 0 | 0
22.09. | 19 | 1012.1533 |  | 1012.1533 | 0 | 0 | 0 | 0
22.09. | 20 | 1068.7944 |  | 1068.7944 | 0 | 0 | 0 | 0
22.09. | 21 | 1068.7944 |  | 1068.7944 | 0 | 0 | 0 | 0
22.09. | 22 | 1081.1077 |  | 1081.1077 | 0 | 0 | 0 | 0
22.09. | 23 | 1076.1824 |  | 1076.1824 | 0 | 0 | 0 | 0
22.09. | 24 | 1063.8691 |  | 1063.8691 | 0 | 0 | 0 | 0
23.09. | 1 | 1044.1678 |  | 1044.1678 | 0 | 0 | 0 | 0
23.09. | 2 | 1026.9292 |  | 1026.9292 | 0 | 0 | 0 | 0
23.09. | 3 | 1024.4666 |  | 1024.4666 | 0 | 0 | 0 | 0
23.09. | 4 | 1012.1533 |  | 1012.1533 | 0 | 0 | 0 | 0
23.09. | 5 | 1009.6906 |  | 1009.6906 | 0 | 0 | 0 | 0
23.09. | 6 | 1009.6906 |  | 1009.6906 | 0 | 0 | 0 | 0
23.09. | 7 | 1002.3026 |  | 1002.3026 | 0 | 0 | 0 | 0
23.09. | 8 | 985.064 |  | 985.064 | 0 | 0 | 0 | 0
23.09. | 9 | 987.5267 |  | 987.5267 | 0 | 0 | 0 | 0
23.09. | 10 | 844.6924 |  | 844.6924 | 0 | 0 | 0 | 0
23.09. | 11 | 792.9765 |  | 792.9765 | 0 | 0 | 0 | 0
23.09. | 12 | 810.2151 |  | 810.2151 | 0 | 0 | 0 | 0
23.09. | 13 | 837.3044 |  | 837.3044 | 0 | 0 | 0 | 0
23.09. | 14 | 824.9911 |  | 824.9911 | 0 | 0 | 0 | 0
23.09. | 15 | 812.6778 |  | 812.6778 | 0 | 0 | 0 | 0
23.09. | 16 | 829.9164 |  | 829.9164 | 0 | 0 | 0 | 0
23.09. | 17 | 876.707 |  | 876.707 | 0 | 0 | 0 | 0
23.09. | 18 | 945.6614 |  | 945.6614 | 0 | 0 | 0 | 0
23.09. | 19 | 975.2134 |  | 975.2134 | 0 | 0 | 0 | 0
23.09. | 20 | 1036.7799 |  | 1036.7799 | 0 | 0 | 0 | 0
23.09. | 21 | 1022.0039 |  | 1022.0039 | 0 | 0 | 0 | 0
23.09. | 22 | 1019.5412 |  | 1019.5412 | 0 | 0 | 0 | 0
23.09. | 23 | 1034.3172 |  | 1034.3172 | 0 | 0 | 0 | 0
23.09. | 24 | 1058.9438 |  | 1058.9438 | 0 | 0 | 0 | 0
24.09. | 1 | 1049.0932 |  | 1049.0932 | 0 | 0 | 0 | 0
24.09. | 2 | 1061.4065 |  | 1061.4065 | 0 | 0 | 0 | 0
24.09. | 3 | 1061.4065 |  | 1061.4065 | 0 | 0 | 0 | 0
24.09. | 4 | 1071.2571 |  | 1071.2571 | 0 | 0 | 0 | 0
24.09. | 5 | 1036.7799 |  | 1036.7799 | 0 | 0 | 0 | 0
24.09. | 6 | 1034.3172 |  | 1034.3172 | 0 | 0 | 0 | 0
24.09. | 7 | 1022.0039 |  | 1022.0039 | 0 | 0 | 0 | 0
24.09. | 8 | 955.5121 |  | 955.5121 | 0 | 0 | 0 | 0
24.09. | 9 | 982.6013 |  | 982.6013 | 0 | 0 | 0 | 0
24.09. | 10 | 972.7507 |  | 972.7507 | 0 | 0 | 0 | 0
24.09. | 11 | 928.4228 |  | 928.4228 | 0 | 0 | 0 | 0
24.09. | 12 | 889.0203 |  | 889.0203 | 0 | 0 | 0 | 0
24.09. | 13 | 911.1842 |  | 911.1842 | 0 | 0 | 0 | 0
24.09. | 14 | 945.6614 |  | 945.6614 | 0 | 0 | 0 | 0
24.09. | 15 | 923.4975 |  | 923.4975 | 0 | 0 | 0 | 0
24.09. | 16 | 901.3336 |  | 901.3336 | 0 | 0 | 0 | 0
24.09. | 17 | 901.3336 |  | 901.3336 | 0 | 0 | 0 | 0
24.09. | 18 | 940.7361 |  | 940.7361 | 0 | 0 | 0 | 0
24.09. | 19 | 923.4975 |  | 923.4975 | 0 | 0 | 0 | 0
24.09. | 20 | 962.9001 |  | 962.9001 | 0 | 0 | 0 | 0
24.09. | 21 | 960.4374 |  | 960.4374 | 0 | 0 | 0 | 0
24.09. | 22 | 948.1241 |  | 948.1241 | 0 | 0 | 0 | 0
24.09. | 23 | 948.1241 |  | 948.1241 | 0 | 0 | 0 | 0
24.09. | 24 | 997.3773 |  | 997.3773 | 0 | 0 | 0 | 0
25.09. | 1 | 982.6013 |  | 982.6013 | 0 | 0 | 0 | 0
25.09. | 2 | 962.9001 |  | 962.9001 | 0 | 0 | 0 | 0
25.09. | 3 | 977.676 |  | 977.676 | 0 | 0 | 0 | 0
25.09. | 4 | 950.5868 |  | 950.5868 | 0 | 0 | 0 | 0
25.09. | 5 | 975.2134 |  | 975.2134 | 0 | 0 | 0 | 0
25.09. | 6 | 980.1387 |  | 980.1387 | 0 | 0 | 0 | 0
25.09. | 7 | 923.4975 |  | 923.4975 | 0 | 0 | 0 | 0
25.09. | 8 | 869.319 |  | 869.319 | 0 | 0 | 0 | 0
25.09. | 9 | 874.2443 |  | 874.2443 | 0 | 0 | 0 | 0
25.09. | 10 | 857.0057 |  | 857.0057 | 0 | 0 | 0 | 0
25.09. | 11 | 869.319 |  | 869.319 | 0 | 0 | 0 | 0
25.09. | 12 | 871.7816 |  | 871.7816 | 0 | 0 | 0 | 0
25.09. | 13 | 842.2297 |  | 842.2297 | 0 | 0 | 0 | 0
25.09. | 14 | 893.9456 |  | 893.9456 | 0 | 0 | 0 | 0
25.09. | 15 | 903.7962 |  | 903.7962 | 0 | 0 | 0 | 0
25.09. | 16 | 884.0949 |  | 884.0949 | 0 | 0 | 0 | 0
25.09. | 17 | 898.8709 |  | 898.8709 | 0 | 0 | 0 | 0
25.09. | 18 | 948.1241 |  | 948.1241 | 0 | 0 | 0 | 0
25.09. | 19 | 935.8108 |  | 935.8108 | 0 | 0 | 0 | 0
25.09. | 20 | 923.4975 |  | 923.4975 | 0 | 0 | 0 | 0
25.09. | 21 | 933.3481 |  | 933.3481 | 0 | 0 | 0 | 0
25.09. | 22 | 957.9747 |  | 957.9747 | 0 | 0 | 0 | 0
25.09. | 23 | 943.1988 |  | 943.1988 | 0 | 0 | 0 | 0
25.09. | 24 | 911.1842 |  | 911.1842 | 0 | 0 | 0 | 0
26.09. | 1 | 896.4082 |  | 896.4082 | 0 | 0 | 0 | 0
26.09. | 2 | 906.2589 |  | 906.2589 | 0 | 0 | 0 | 0
26.09. | 3 | 891.4829 |  | 891.4829 | 0 | 0 | 0 | 0
26.09. | 4 | 884.0949 |  | 884.0949 | 0 | 0 | 0 | 0
26.09. | 5 | 935.8108 |  | 935.8108 | 0 | 0 | 0 | 0
26.09. | 6 | 943.1988 |  | 943.1988 | 0 | 0 | 0 | 0
26.09. | 7 | 930.8855 |  | 930.8855 | 0 | 0 | 0 | 0
26.09. | 8 | 911.1842 |  | 911.1842 | 0 | 0 | 0 | 0
26.09. | 9 | 913.6469 |  | 913.6469 | 0 | 0 | 0 | 0
26.09. | 10 | 874.2443 |  | 874.2443 | 0 | 0 | 0 | 0
26.09. | 11 | 864.3937 |  | 864.3937 | 0 | 0 | 0 | 0
26.09. | 12 | 849.6177 |  | 849.6177 | 0 | 0 | 0 | 0
26.09. | 13 | 864.3937 |  | 864.3937 | 0 | 0 | 0 | 0
26.09. | 14 | 864.3937 |  | 864.3937 | 0 | 0 | 0 | 0
26.09. | 15 | 861.931 |  | 861.931 | 0 | 0 | 0 | 0
26.09. | 16 | 864.3937 |  | 864.3937 | 0 | 0 | 0 | 0
26.09. | 17 | 884.0949 |  | 884.0949 | 0 | 0 | 0 | 0
26.09. | 18 | 916.1095 |  | 916.1095 | 0 | 0 | 0 | 0
26.09. | 19 | 980.1387 |  | 980.1387 | 0 | 0 | 0 | 0
26.09. | 20 | 965.3627 |  | 965.3627 | 0 | 0 | 0 | 0
26.09. | 21 | 972.7507 |  | 972.7507 | 0 | 0 | 0 | 0
26.09. | 22 | 975.2134 |  | 975.2134 | 0 | 0 | 0 | 0
26.09. | 23 | 992.452 |  | 992.452 | 0 | 0 | 0 | 0
26.09. | 24 | 977.676 |  | 977.676 | 0 | 0 | 0 | 0
27.09. | 1 | 970.288 |  | 970.288 | 0 | 0 | 0 | 0
27.09. | 2 | 970.288 |  | 970.288 | 0 | 0 | 0 | 0
27.09. | 3 | 967.8254 |  | 967.8254 | 0 | 0 | 0 | 0
27.09. | 4 | 970.288 |  | 970.288 | 0 | 0 | 0 | 0
27.09. | 5 | 999.84 |  | 999.84 | 0 | 0 | 0 | 0
27.09. | 6 | 970.288 |  | 970.288 | 0 | 0 | 0 | 0
27.09. | 7 | 999.84 |  | 999.84 | 0 | 0 | 0 | 0
27.09. | 8 | 945.6614 |  | 945.6614 | 0 | 0 | 0 | 0
27.09. | 9 | 935.8108 |  | 935.8108 | 0 | 0 | 0 | 0
27.09. | 10 | 908.7215 |  | 908.7215 | 0 | 0 | 0 | 0
27.09. | 11 | 869.319 |  | 869.319 | 0 | 0 | 0 | 0
27.09. | 12 | 869.319 |  | 869.319 | 0 | 0 | 0 | 0
27.09. | 13 | 827.4538 |  | 827.4538 | 0 | 0 | 0 | 0
27.09. | 14 | 859.4683 |  | 859.4683 | 0 | 0 | 0 | 0
27.09. | 15 | 871.7816 |  | 871.7816 | 0 | 0 | 0 | 0
27.09. | 16 | 857.0057 |  | 857.0057 | 0 | 0 | 0 | 0
27.09. | 17 | 925.9602 |  | 925.9602 | 0 | 0 | 0 | 0
27.09. | 18 | 1002.3026 |  | 1002.3026 | 0 | 0 | 0 | 0
27.09. | 19 | 987.5267 |  | 987.5267 | 0 | 0 | 0 | 0
27.09. | 20 | 1044.1678 |  | 1044.1678 | 0 | 0 | 0 | 0
27.09. | 21 | 1054.0185 |  | 1054.0185 | 0 | 0 | 0 | 0
27.09. | 22 | 1076.1824 |  | 1076.1824 | 0 | 0 | 0 | 0
27.09. | 23 | 1076.1824 |  | 1076.1824 | 0 | 0 | 0 | 0
27.09. | 24 | 1029.3919 |  | 1029.3919 | 0 | 0 | 0 | 0
28.09. | 1 | 992.452 |  | 992.452 | 0 | 0 | 0 | 0
28.09. | 2 | 957.9747 |  | 957.9747 | 0 | 0 | 0 | 0
28.09. | 3 | 938.2735 |  | 938.2735 | 0 | 0 | 0 | 0
28.09. | 4 | 938.2735 |  | 938.2735 | 0 | 0 | 0 | 0
28.09. | 5 | 967.8254 |  | 967.8254 | 0 | 0 | 0 | 0
28.09. | 6 | 980.1387 |  | 980.1387 | 0 | 0 | 0 | 0
28.09. | 7 | 950.5868 |  | 950.5868 | 0 | 0 | 0 | 0
28.09. | 8 | 908.7215 |  | 908.7215 | 0 | 0 | 0 | 0
28.09. | 9 | 893.9456 |  | 893.9456 | 0 | 0 | 0 | 0
28.09. | 10 | 901.3336 |  | 901.3336 | 0 | 0 | 0 | 0
28.09. | 11 | 861.931 |  | 861.931 | 0 | 0 | 0 | 0
28.09. | 12 | 864.3937 |  | 864.3937 | 0 | 0 | 0 | 0
28.09. | 13 | 861.931 |  | 861.931 | 0 | 0 | 0 | 0
28.09. | 14 | 815.1405 |  | 815.1405 | 0 | 0 | 0 | 0
28.09. | 15 | 844.6924 |  | 844.6924 | 0 | 0 | 0 | 0
28.09. | 16 | 896.4082 |  | 896.4082 | 0 | 0 | 0 | 0
28.09. | 17 | 891.4829 |  | 891.4829 | 0 | 0 | 0 | 0
28.09. | 18 | 970.288 |  | 970.288 | 0 | 0 | 0 | 0
28.09. | 19 | 970.288 |  | 970.288 | 0 | 0 | 0 | 0
28.09. | 20 | 1041.7052 |  | 1041.7052 | 0 | 0 | 0 | 0
28.09. | 21 | 1058.9438 |  | 1058.9438 | 0 | 0 | 0 | 0
28.09. | 22 | 1029.3919 |  | 1029.3919 | 0 | 0 | 0 | 0
28.09. | 23 | 999.84 |  | 999.84 | 0 | 0 | 0 | 0
28.09. | 24 | 1044.1678 |  | 1044.1678 | 0 | 0 | 0 | 0
29.09. | 1 | 1058.9438 |  | 1058.9438 | 0 | 0 | 0 | 0
29.09. | 2 | 1039.2425 |  | 1039.2425 | 0 | 0 | 0 | 0
29.09. | 3 | 992.452 |  | 992.452 | 0 | 0 | 0 | 0
29.09. | 4 | 994.9146 |  | 994.9146 | 0 | 0 | 0 | 0
29.09. | 5 | 989.9893 |  | 989.9893 | 0 | 0 | 0 | 0
29.09. | 6 | 985.064 |  | 985.064 | 0 | 0 | 0 | 0
29.09. | 7 | 989.9893 |  | 989.9893 | 0 | 0 | 0 | 0
29.09. | 8 | 962.9001 |  | 962.9001 | 0 | 0 | 0 | 0
29.09. | 9 | 950.5868 |  | 950.5868 | 0 | 0 | 0 | 0
29.09. | 10 | 906.2589 |  | 906.2589 | 0 | 0 | 0 | 0
29.09. | 11 | 822.5284 |  | 822.5284 | 0 | 0 | 0 | 0
29.09. | 12 | 805.2898 |  | 805.2898 | 0 | 0 | 0 | 0
29.09. | 13 | 805.2898 |  | 805.2898 | 0 | 0 | 0 | 0
29.09. | 14 | 805.2898 |  | 805.2898 | 0 | 0 | 0 | 0
29.09. | 15 | 810.2151 |  | 810.2151 | 0 | 0 | 0 | 0
29.09. | 16 | 812.6778 |  | 812.6778 | 0 | 0 | 0 | 0
29.09. | 17 | 839.7671 |  | 839.7671 | 0 | 0 | 0 | 0
29.09. | 18 | 945.6614 |  | 945.6614 | 0 | 0 | 0 | 0
29.09. | 19 | 985.064 |  | 985.064 | 0 | 0 | 0 | 0
29.09. | 20 | 1041.7052 |  | 1041.7052 | 0 | 0 | 0 | 0
29.09. | 21 | 1044.1678 |  | 1044.1678 | 0 | 0 | 0 | 0
29.09. | 22 | 1041.7052 |  | 1041.7052 | 0 | 0 | 0 | 0
29.09. | 23 | 1046.6305 |  | 1046.6305 | 0 | 0 | 0 | 0
29.09. | 24 | 1014.6159 |  | 1014.6159 | 0 | 0 | 0 | 0
30.09. | 1 | 1007.2279 |  | 1007.2279 | 0 | 0 | 0 | 0
30.09. | 2 | 1012.1533 |  | 1012.1533 | 0 | 0 | 0 | 0
30.09. | 3 | 1017.0786 |  | 1017.0786 | 0 | 0 | 0 | 0
30.09. | 4 | 1036.7799 |  | 1036.7799 | 0 | 0 | 0 | 0
30.09. | 5 | 1029.3919 |  | 1029.3919 | 0 | 0 | 0 | 0
30.09. | 6 | 950.5868 |  | 950.5868 | 0 | 0 | 0 | 0
30.09. | 7 | 945.6614 |  | 945.6614 | 0 | 0 | 0 | 0
30.09. | 8 | 940.7361 |  | 940.7361 | 0 | 0 | 0 | 0
30.09. | 9 | 930.8855 |  | 930.8855 | 0 | 0 | 0 | 0
30.09. | 10 | 832.3791 |  | 832.3791 | 0 | 0 | 0 | 0
30.09. | 11 | 807.7525 |  | 807.7525 | 0 | 0 | 0 | 0
30.09. | 12 | 792.9765 |  | 792.9765 | 0 | 0 | 0 | 0
30.09. | 13 | 775.7379 |  | 775.7379 | 0 | 0 | 0 | 0
30.09. | 14 | 770.8126 |  | 770.8126 | 0 | 0 | 0 | 0
30.09. | 15 | 780.6632 |  | 780.6632 | 0 | 0 | 0 | 0
30.09. | 16 | 916.1095 |  | 916.1095 | 0 | 0 | 0 | 0
30.09. | 17 | 881.6323 |  | 881.6323 | 0 | 0 | 0 | 0
30.09. | 18 | 903.7962 |  | 903.7962 | 0 | 0 | 0 | 0
30.09. | 19 | 999.84 |  | 999.84 | 0 | 0 | 0 | 0
30.09. | 20 | 1009.6906 |  | 1009.6906 | 0 | 0 | 0 | 0
30.09. | 21 | 1014.6159 |  | 1014.6159 | 0 | 0 | 0 | 0
30.09. | 22 | 1007.2279 |  | 1007.2279 | 0 | 0 | 0 | 0
30.09. | 23 | 1007.2279 |  | 1007.2279 | 0 | 0 | 0 | 0
30.09. | 24 | 1017.0786 |  | 1017.0786 | 0 | 0 | 0 | 0
01.10. | 1 | 1031.8545 |  | 1031.8545 | 0 | 0 | 0 | 0
01.10. | 2 | 1036.7799 |  | 1036.7799 | 0 | 0 | 0 | 0
01.10. | 3 | 1034.3172 |  | 1034.3172 | 0 | 0 | 0 | 0
01.10. | 4 | 1036.7799 |  | 1036.7799 | 0 | 0 | 0 | 0
01.10. | 5 | 962.9001 |  | 962.9001 | 0 | 0 | 0 | 0
01.10. | 6 | 1017.0786 |  | 1017.0786 | 0 | 0 | 0 | 0
01.10. | 7 | 1007.2279 |  | 1007.2279 | 0 | 0 | 0 | 0
01.10. | 8 | 965.3627 |  | 965.3627 | 0 | 0 | 0 | 0
01.10. | 9 | 972.7507 |  | 972.7507 | 0 | 0 | 0 | 0
01.10. | 10 | 977.676 |  | 977.676 | 0 | 0 | 0 | 0
01.10. | 11 | 960.4374 |  | 960.4374 | 0 | 0 | 0 | 0
01.10. | 12 | 938.2735 |  | 938.2735 | 0 | 0 | 0 | 0
01.10. | 13 | 938.2735 |  | 938.2735 | 0 | 0 | 0 | 0
01.10. | 14 | 943.1988 |  | 943.1988 | 0 | 0 | 0 | 0
01.10. | 15 | 940.7361 |  | 940.7361 | 0 | 0 | 0 | 0
01.10. | 16 | 935.8108 |  | 935.8108 | 0 | 0 | 0 | 0
01.10. | 17 | 930.8855 |  | 930.8855 | 0 | 0 | 0 | 0
01.10. | 18 | 975.2134 |  | 975.2134 | 0 | 0 | 0 | 0
01.10. | 19 | 999.84 |  | 999.84 | 0 | 0 | 0 | 0
01.10. | 20 | 1063.8691 |  | 1063.8691 | 0 | 0 | 0 | 0
01.10. | 21 | 1068.7944 |  | 1068.7944 | 0 | 0 | 0 | 0
01.10. | 22 | 1095.8837 |  | 1095.8837 | 0 | 0 | 0 | 0
01.10. | 23 | 1078.6451 |  | 1078.6451 | 0 | 0 | 0 | 0
01.10. | 24 | 1095.8837 |  | 1095.8837 | 0 | 0 | 0 | 0
02.10. | 1 | 1073.7198 |  | 1073.7198 | 0 | 0 | 0 | 0
02.10. | 2 | 1078.6451 |  | 1078.6451 | 0 | 0 | 0 | 0
02.10. | 3 | 1086.0331 |  | 1086.0331 | 0 | 0 | 0 | 0
02.10. | 4 | 1100.809 |  | 1100.809 | 0 | 0 | 0 | 0
02.10. | 5 | 1100.809 |  | 1100.809 | 0 | 0 | 0 | 0
02.10. | 6 | 1157.4502 |  | 1157.4502 | 0 | 0 | 0 | 0
02.10. | 7 | 1110.6597 |  | 1110.6597 | 0 | 0 | 0 | 0
02.10. | 8 | 1088.4957 |  | 1088.4957 | 0 | 0 | 0 | 0
02.10. | 9 | 1090.9584 |  | 1090.9584 | 0 | 0 | 0 | 0
02.10. | 10 | 1147.5996 |  | 1147.5996 | 0 | 0 | 0 | 0
02.10. | 11 | 1140.2116 |  | 1140.2116 | 0 | 0 | 0 | 0
02.10. | 12 | 1127.8983 |  | 1127.8983 | 0 | 0 | 0 | 0
02.10. | 13 | 1113.1223 |  | 1113.1223 | 0 | 0 | 0 | 0
02.10. | 14 | 1110.6597 |  | 1110.6597 | 0 | 0 | 0 | 0
02.10. | 15 | 1108.197 |  | 1108.197 | 0 | 0 | 0 | 0
02.10. | 16 | 1098.3464 |  | 1098.3464 | 0 | 0 | 0 | 0
02.10. | 17 | 1108.197 |  | 1108.197 | 0 | 0 | 0 | 0
02.10. | 18 | 1115.585 |  | 1115.585 | 0 | 0 | 0 | 0
02.10. | 19 | 1137.7489 |  | 1137.7489 | 0 | 0 | 0 | 0
02.10. | 20 | 1125.4356 |  | 1125.4356 | 0 | 0 | 0 | 0
02.10. | 21 | 1108.197 |  | 1108.197 | 0 | 0 | 0 | 0
02.10. | 22 | 1127.8983 |  | 1127.8983 | 0 | 0 | 0 | 0
02.10. | 23 | 1076.1824 |  | 1076.1824 | 0 | 0 | 0 | 0
02.10. | 24 | 1019.5412 |  | 1019.5412 | 0 | 0 | 0 | 0
03.10. | 1 | 1039.2425 |  | 1039.2425 | 0 | 0 | 0 | 0
03.10. | 2 | 1073.7198 |  | 1073.7198 | 0 | 0 | 0 | 0
03.10. | 3 | 1058.9438 |  | 1058.9438 | 0 | 0 | 0 | 0
03.10. | 4 | 1063.8691 |  | 1063.8691 | 0 | 0 | 0 | 0
03.10. | 5 | 1054.0185 |  | 1054.0185 | 0 | 0 | 0 | 0
03.10. | 6 | 1039.2425 |  | 1039.2425 | 0 | 0 | 0 | 0
03.10. | 7 | 1012.1533 |  | 1012.1533 | 0 | 0 | 0 | 0
03.10. | 8 | 1029.3919 |  | 1029.3919 | 0 | 0 | 0 | 0
03.10. | 9 | 987.5267 |  | 987.5267 | 0 | 0 | 0 | 0
03.10. | 10 | 972.7507 |  | 972.7507 | 0 | 0 | 0 | 0
03.10. | 11 | 943.1988 |  | 943.1988 | 0 | 0 | 0 | 0
03.10. | 12 | 921.0348 |  | 921.0348 | 0 | 0 | 0 | 0
03.10. | 13 | 923.4975 |  | 923.4975 | 0 | 0 | 0 | 0
03.10. | 14 | 925.9602 |  | 925.9602 | 0 | 0 | 0 | 0
03.10. | 15 | 930.8855 |  | 930.8855 | 0 | 0 | 0 | 0
03.10. | 16 | 933.3481 |  | 933.3481 | 0 | 0 | 0 | 0
03.10. | 17 | 955.5121 |  | 955.5121 | 0 | 0 | 0 | 0
03.10. | 18 | 1014.6159 |  | 1014.6159 | 0 | 0 | 0 | 0
03.10. | 19 | 1039.2425 |  | 1039.2425 | 0 | 0 | 0 | 0
03.10. | 20 | 1054.0185 |  | 1054.0185 | 0 | 0 | 0 | 0
03.10. | 21 | 1086.0331 |  | 1086.0331 | 0 | 0 | 0 | 0
03.10. | 22 | 1090.9584 |  | 1090.9584 | 0 | 0 | 0 | 0
03.10. | 23 | 1132.8236 |  | 1132.8236 | 0 | 0 | 0 | 0
03.10. | 24 | 1140.2116 |  | 1140.2116 | 0 | 0 | 0 | 0
04.10. | 1 | 1115.585 |  | 1115.585 | 0 | 0 | 0 | 0
04.10. | 2 | 1127.8983 |  | 1127.8983 | 0 | 0 | 0 | 0
04.10. | 3 | 1130.3609 |  | 1130.3609 | 0 | 0 | 0 | 0
04.10. | 4 | 1137.7489 |  | 1137.7489 | 0 | 0 | 0 | 0
04.10. | 5 | 1105.7343 |  | 1105.7343 | 0 | 0 | 0 | 0
04.10. | 6 | 1105.7343 |  | 1105.7343 | 0 | 0 | 0 | 0
04.10. | 7 | 1071.2571 |  | 1071.2571 | 0 | 0 | 0 | 0
04.10. | 8 | 1095.8837 |  | 1095.8837 | 0 | 0 | 0 | 0
04.10. | 9 | 1022.0039 |  | 1022.0039 | 0 | 0 | 0 | 0
04.10. | 10 | 999.84 |  | 999.84 | 0 | 0 | 0 | 0
04.10. | 11 | 994.9146 |  | 994.9146 | 0 | 0 | 0 | 0
04.10. | 12 | 1012.1533 |  | 1012.1533 | 0 | 0 | 0 | 0
04.10. | 13 | 1051.5558 |  | 1051.5558 | 0 | 0 | 0 | 0
04.10. | 14 | 1061.4065 |  | 1061.4065 | 0 | 0 | 0 | 0
04.10. | 15 | 1063.8691 |  | 1063.8691 | 0 | 0 | 0 | 0
04.10. | 16 | 1068.7944 |  | 1068.7944 | 0 | 0 | 0 | 0
04.10. | 17 | 1071.2571 |  | 1071.2571 | 0 | 0 | 0 | 0
04.10. | 18 | 1130.3609 |  | 1130.3609 | 0 | 0 | 0 | 0
04.10. | 19 | 1145.1369 |  | 1145.1369 | 0 | 0 | 0 | 0
04.10. | 20 | 1201.7781 |  | 1201.7781 | 0 | 0 | 0 | 0
04.10. | 21 | 1204.2407 |  | 1204.2407 | 0 | 0 | 0 | 0
04.10. | 22 | 1206.7034 |  | 1206.7034 | 0 | 0 | 0 | 0
04.10. | 23 | 1194.3901 |  | 1194.3901 | 0 | 0 | 0 | 0
04.10. | 24 | 1184.5395 |  | 1184.5395 | 0 | 0 | 0 | 0
05.10. | 1 | 1206.7034 |  | 1206.7034 | 0 | 0 | 0 | 0
05.10. | 2 | 1221.4794 |  | 1221.4794 | 0 | 0 | 0 | 0
05.10. | 3 | 1233.7927 |  | 1233.7927 | 0 | 0 | 0 | 0
05.10. | 4 | 1231.33 |  | 1231.33 | 0 | 0 | 0 | 0
05.10. | 5 | 1214.0914 |  | 1214.0914 | 0 | 0 | 0 | 0
05.10. | 6 | 1223.942 |  | 1223.942 | 0 | 0 | 0 | 0
05.10. | 7 | 1219.0167 |  | 1219.0167 | 0 | 0 | 0 | 0
05.10. | 8 | 1214.0914 |  | 1214.0914 | 0 | 0 | 0 | 0
05.10. | 9 | 1187.0021 |  | 1187.0021 | 0 | 0 | 0 | 0
05.10. | 10 | 1169.7635 |  | 1169.7635 | 0 | 0 | 0 | 0
05.10. | 11 | 1159.9129 |  | 1159.9129 | 0 | 0 | 0 | 0
05.10. | 12 | 1086.0331 |  | 1086.0331 | 0 | 0 | 0 | 0
05.10. | 13 | 1090.9584 |  | 1090.9584 | 0 | 0 | 0 | 0
05.10. | 14 | 1086.0331 |  | 1086.0331 | 0 | 0 | 0 | 0
05.10. | 15 | 1081.1077 |  | 1081.1077 | 0 | 0 | 0 | 0
05.10. | 16 | 1076.1824 |  | 1076.1824 | 0 | 0 | 0 | 0
05.10. | 17 | 1066.3318 |  | 1066.3318 | 0 | 0 | 0 | 0
05.10. | 18 | 1125.4356 |  | 1125.4356 | 0 | 0 | 0 | 0
05.10. | 19 | 1157.4502 |  | 1157.4502 | 0 | 0 | 0 | 0
05.10. | 20 | 1204.2407 |  | 1204.2407 | 0 | 0 | 0 | 0
05.10. | 21 | 1199.3154 |  | 1199.3154 | 0 | 0 | 0 | 0
05.10. | 22 | 1194.3901 |  | 1194.3901 | 0 | 0 | 0 | 0
05.10. | 23 | 1196.8528 |  | 1196.8528 | 0 | 0 | 0 | 0
05.10. | 24 | 1122.973 |  | 1122.973 | 0 | 0 | 0 | 0
06.10. | 1 | 1118.0476 |  | 1118.0476 | 0 | 0 | 0 | 0
06.10. | 2 | 1115.585 |  | 1115.585 | 0 | 0 | 0 | 0
06.10. | 3 | 1115.585 |  | 1115.585 | 0 | 0 | 0 | 0
06.10. | 4 | 1118.0476 |  | 1118.0476 | 0 | 0 | 0 | 0
06.10. | 5 | 1118.0476 |  | 1118.0476 | 0 | 0 | 0 | 0
06.10. | 6 | 1122.973 |  | 1122.973 | 0 | 0 | 0 | 0
06.10. | 7 | 1115.585 |  | 1115.585 | 0 | 0 | 0 | 0
06.10. | 8 | 1115.585 |  | 1115.585 | 0 | 0 | 0 | 0
06.10. | 9 | 1125.4356 |  | 1125.4356 | 0 | 0 | 0 | 0
06.10. | 10 | 1110.6597 |  | 1110.6597 | 0 | 0 | 0 | 0
06.10. | 11 | 1093.421 |  | 1093.421 | 0 | 0 | 0 | 0
06.10. | 12 | 1044.1678 |  | 1044.1678 | 0 | 0 | 0 | 0
06.10. | 13 | 1026.9292 |  | 1026.9292 | 0 | 0 | 0 | 0
06.10. | 14 | 1031.8545 |  | 1031.8545 | 0 | 0 | 0 | 0
06.10. | 15 | 997.3773 |  | 997.3773 | 0 | 0 | 0 | 0
06.10. | 16 | 1054.0185 |  | 1054.0185 | 0 | 0 | 0 | 0
06.10. | 17 | 1083.5704 |  | 1083.5704 | 0 | 0 | 0 | 0
06.10. | 18 | 1103.2717 |  | 1103.2717 | 0 | 0 | 0 | 0
06.10. | 19 | 1108.197 |  | 1108.197 | 0 | 0 | 0 | 0
06.10. | 20 | 1152.5249 |  | 1152.5249 | 0 | 0 | 0 | 0
06.10. | 21 | 1164.8382 |  | 1164.8382 | 0 | 0 | 0 | 0
06.10. | 22 | 1145.1369 |  | 1145.1369 | 0 | 0 | 0 | 0
06.10. | 23 | 1125.4356 |  | 1125.4356 | 0 | 0 | 0 | 0
06.10. | 24 | 1115.585 |  | 1115.585 | 0 | 0 | 0 | 0
07.10. | 1 | 1115.585 |  | 1115.585 | 0 | 0 | 0 | 0
07.10. | 2 | 1093.421 |  | 1093.421 | 0 | 0 | 0 | 0
07.10. | 3 | 1083.5704 |  | 1083.5704 | 0 | 0 | 0 | 0
07.10. | 4 | 1088.4957 |  | 1088.4957 | 0 | 0 | 0 | 0
07.10. | 5 | 1076.1824 |  | 1076.1824 | 0 | 0 | 0 | 0
07.10. | 6 | 1071.2571 |  | 1071.2571 | 0 | 0 | 0 | 0
07.10. | 7 | 1068.7944 |  | 1068.7944 | 0 | 0 | 0 | 0
07.10. | 8 | 1078.6451 |  | 1078.6451 | 0 | 0 | 0 | 0
07.10. | 9 | 1061.4065 |  | 1061.4065 | 0 | 0 | 0 | 0
07.10. | 10 | 1081.1077 |  | 1081.1077 | 0 | 0 | 0 | 0
07.10. | 11 | 1078.6451 |  | 1078.6451 | 0 | 0 | 0 | 0
07.10. | 12 | 1049.0932 |  | 1049.0932 | 0 | 0 | 0 | 0
07.10. | 13 | 1054.0185 |  | 1054.0185 | 0 | 0 | 0 | 0
07.10. | 14 | 1051.5558 |  | 1051.5558 | 0 | 0 | 0 | 0
07.10. | 15 | 1049.0932 |  | 1049.0932 | 0 | 0 | 0 | 0
07.10. | 16 | 1051.5558 |  | 1051.5558 | 0 | 0 | 0 | 0
07.10. | 17 | 1068.7944 |  | 1068.7944 | 0 | 0 | 0 | 0
07.10. | 18 | 1090.9584 |  | 1090.9584 | 0 | 0 | 0 | 0
07.10. | 19 | 1100.809 |  | 1100.809 | 0 | 0 | 0 | 0
07.10. | 20 | 1115.585 |  | 1115.585 | 0 | 0 | 0 | 0
07.10. | 21 | 1127.8983 |  | 1127.8983 | 0 | 0 | 0 | 0
07.10. | 22 | 1135.2863 |  | 1135.2863 | 0 | 0 | 0 | 0
07.10. | 23 | 1110.6597 |  | 1110.6597 | 0 | 0 | 0 | 0
07.10. | 24 | 1049.0932 |  | 1049.0932 | 0 | 0 | 0 | 0
08.10. | 1 | 1066.3318 |  | 1066.3318 | 0 | 0 | 0 | 0
08.10. | 2 | 1058.9438 |  | 1058.9438 | 0 | 0 | 0 | 0
08.10. | 3 | 1066.3318 |  | 1066.3318 | 0 | 0 | 0 | 0
08.10. | 4 | 1071.2571 |  | 1071.2571 | 0 | 0 | 0 | 0
08.10. | 5 | 1068.7944 |  | 1068.7944 | 0 | 0 | 0 | 0
08.10. | 6 | 1083.5704 |  | 1083.5704 | 0 | 0 | 0 | 0
08.10. | 7 | 1076.1824 |  | 1076.1824 | 0 | 0 | 0 | 0
08.10. | 8 | 1078.6451 |  | 1078.6451 | 0 | 0 | 0 | 0
08.10. | 9 | 1086.0331 |  | 1086.0331 | 0 | 0 | 0 | 0
08.10. | 10 | 1066.3318 |  | 1066.3318 | 0 | 0 | 0 | 0
08.10. | 11 | 1041.7052 |  | 1041.7052 | 0 | 0 | 0 | 0
08.10. | 12 | 989.9893 |  | 989.9893 | 0 | 0 | 0 | 0
08.10. | 13 | 997.3773 |  | 997.3773 | 0 | 0 | 0 | 0
08.10. | 14 | 992.452 |  | 992.452 | 0 | 0 | 0 | 0
08.10. | 15 | 987.5267 |  | 987.5267 | 0 | 0 | 0 | 0
08.10. | 16 | 962.9001 |  | 962.9001 | 0 | 0 | 0 | 0
08.10. | 17 | 989.9893 |  | 989.9893 | 0 | 0 | 0 | 0
08.10. | 18 | 992.452 |  | 992.452 | 0 | 0 | 0 | 0
08.10. | 19 | 1039.2425 |  | 1039.2425 | 0 | 0 | 0 | 0
08.10. | 20 | 1051.5558 |  | 1051.5558 | 0 | 0 | 0 | 0
08.10. | 21 | 1044.1678 |  | 1044.1678 | 0 | 0 | 0 | 0
08.10. | 22 | 1041.7052 |  | 1041.7052 | 0 | 0 | 0 | 0
08.10. | 23 | 1039.2425 |  | 1039.2425 | 0 | 0 | 0 | 0
08.10. | 24 | 1022.0039 |  | 1022.0039 | 0 | 0 | 0 | 0
09.10. | 1 | 994.9146 |  | 994.9146 | 0 | 0 | 0 | 0
09.10. | 2 | 1022.0039 |  | 1022.0039 | 0 | 0 | 0 | 0
09.10. | 3 | 1019.5412 |  | 1019.5412 | 0 | 0 | 0 | 0
09.10. | 4 | 1019.5412 |  | 1019.5412 | 0 | 0 | 0 | 0
09.10. | 5 | 1007.2279 |  | 1007.2279 | 0 | 0 | 0 | 0
09.10. | 6 | 1007.2279 |  | 1007.2279 | 0 | 0 | 0 | 0
09.10. | 7 | 1004.7653 |  | 1004.7653 | 0 | 0 | 0 | 0
09.10. | 8 | 985.064 |  | 985.064 | 0 | 0 | 0 | 0
09.10. | 9 | 1002.3026 |  | 1002.3026 | 0 | 0 | 0 | 0
09.10. | 10 | 1009.6906 |  | 1009.6906 | 0 | 0 | 0 | 0
09.10. | 11 | 972.7507 |  | 972.7507 | 0 | 0 | 0 | 0
09.10. | 12 | 948.1241 |  | 948.1241 | 0 | 0 | 0 | 0
09.10. | 13 | 948.1241 |  | 948.1241 | 0 | 0 | 0 | 0
09.10. | 14 | 928.4228 |  | 928.4228 | 0 | 0 | 0 | 0
09.10. | 15 | 940.7361 |  | 940.7361 | 0 | 0 | 0 | 0
09.10. | 16 | 928.4228 |  | 928.4228 | 0 | 0 | 0 | 0
09.10. | 17 | 955.5121 |  | 955.5121 | 0 | 0 | 0 | 0
09.10. | 18 | 987.5267 |  | 987.5267 | 0 | 0 | 0 | 0
09.10. | 19 | 1031.8545 |  | 1031.8545 | 0 | 0 | 0 | 0
09.10. | 20 | 1019.5412 |  | 1019.5412 | 0 | 0 | 0 | 0
09.10. | 21 | 1022.0039 |  | 1022.0039 | 0 | 0 | 0 | 0
09.10. | 22 | 1004.7653 |  | 1004.7653 | 0 | 0 | 0 | 0
09.10. | 23 | 1090.9584 |  | 1090.9584 | 0 | 0 | 0 | 0
09.10. | 24 | 1115.585 |  | 1115.585 | 0 | 0 | 0 | 0
10.10. | 1 | 1105.7343 |  | 1105.7343 | 0 | 0 | 0 | 0
10.10. | 2 | 1118.0476 |  | 1118.0476 | 0 | 0 | 0 | 0
10.10. | 3 | 1118.0476 |  | 1118.0476 | 0 | 0 | 0 | 0
10.10. | 4 | 1132.8236 |  | 1132.8236 | 0 | 0 | 0 | 0
10.10. | 5 | 1127.8983 |  | 1127.8983 | 0 | 0 | 0 | 0
10.10. | 6 | 1132.8236 |  | 1132.8236 | 0 | 0 | 0 | 0
10.10. | 7 | 1147.5996 |  | 1147.5996 | 0 | 0 | 0 | 0
10.10. | 8 | 1125.4356 |  | 1125.4356 | 0 | 0 | 0 | 0
10.10. | 9 | 1081.1077 |  | 1081.1077 | 0 | 0 | 0 | 0
10.10. | 10 | 1058.9438 |  | 1058.9438 | 0 | 0 | 0 | 0
10.10. | 11 | 1073.7198 |  | 1073.7198 | 0 | 0 | 0 | 0
10.10. | 12 | 1061.4065 |  | 1061.4065 | 0 | 0 | 0 | 0
10.10. | 13 | 1056.4811 |  | 1056.4811 | 0 | 0 | 0 | 0
10.10. | 14 | 1049.0932 |  | 1049.0932 | 0 | 0 | 0 | 0
10.10. | 15 | 1056.4811 |  | 1056.4811 | 0 | 0 | 0 | 0
10.10. | 16 | 1056.4811 |  | 1056.4811 | 0 | 0 | 0 | 0
10.10. | 17 | 1073.7198 |  | 1073.7198 | 0 | 0 | 0 | 0
10.10. | 18 | 1140.2116 |  | 1140.2116 | 0 | 0 | 0 | 0
10.10. | 19 | 1150.0622 |  | 1150.0622 | 0 | 0 | 0 | 0
10.10. | 20 | 1154.9875 |  | 1154.9875 | 0 | 0 | 0 | 0
10.10. | 21 | 1152.5249 |  | 1152.5249 | 0 | 0 | 0 | 0
10.10. | 22 | 1135.2863 |  | 1135.2863 | 0 | 0 | 0 | 0
10.10. | 23 | 1127.8983 |  | 1127.8983 | 0 | 0 | 0 | 0
10.10. | 24 | 1174.6888 |  | 1174.6888 | 0 | 0 | 0 | 0
11.10. | 1 | 1182.0768 |  | 1182.0768 | 0 | 0 | 0 | 0
11.10. | 2 | 1182.0768 |  | 1182.0768 | 0 | 0 | 0 | 0
11.10. | 3 | 1179.6141 |  | 1179.6141 | 0 | 0 | 0 | 0
11.10. | 4 | 1177.1515 |  | 1177.1515 | 0 | 0 | 0 | 0
11.10. | 5 | 1174.6888 |  | 1174.6888 | 0 | 0 | 0 | 0
11.10. | 6 | 1191.9274 |  | 1191.9274 | 0 | 0 | 0 | 0
11.10. | 7 | 1194.3901 |  | 1194.3901 | 0 | 0 | 0 | 0
11.10. | 8 | 1164.8382 |  | 1164.8382 | 0 | 0 | 0 | 0
11.10. | 9 | 1162.3755 |  | 1162.3755 | 0 | 0 | 0 | 0
11.10. | 10 | 1137.7489 |  | 1137.7489 | 0 | 0 | 0 | 0
11.10. | 11 | 1115.585 |  | 1115.585 | 0 | 0 | 0 | 0
11.10. | 12 | 1108.197 |  | 1108.197 | 0 | 0 | 0 | 0
11.10. | 13 | 1113.1223 |  | 1113.1223 | 0 | 0 | 0 | 0
11.10. | 14 | 1110.6597 |  | 1110.6597 | 0 | 0 | 0 | 0
11.10. | 15 | 1118.0476 |  | 1118.0476 | 0 | 0 | 0 | 0
11.10. | 16 | 1122.973 |  | 1122.973 | 0 | 0 | 0 | 0
11.10. | 17 | 1115.585 |  | 1115.585 | 0 | 0 | 0 | 0
11.10. | 18 | 1130.3609 |  | 1130.3609 | 0 | 0 | 0 | 0
11.10. | 19 | 1162.3755 |  | 1162.3755 | 0 | 0 | 0 | 0
11.10. | 20 | 1169.7635 |  | 1169.7635 | 0 | 0 | 0 | 0
11.10. | 21 | 1177.1515 |  | 1177.1515 | 0 | 0 | 0 | 0
11.10. | 22 | 1162.3755 |  | 1162.3755 | 0 | 0 | 0 | 0
11.10. | 23 | 1132.8236 |  | 1132.8236 | 0 | 0 | 0 | 0
11.10. | 24 | 1110.6597 |  | 1110.6597 | 0 | 0 | 0 | 0
12.10. | 1 | 1095.8837 |  | 1095.8837 | 0 | 0 | 0 | 0
12.10. | 2 | 1093.421 |  | 1093.421 | 0 | 0 | 0 | 0
12.10. | 3 | 1105.7343 |  | 1105.7343 | 0 | 0 | 0 | 0
12.10. | 4 | 1103.2717 |  | 1103.2717 | 0 | 0 | 0 | 0
12.10. | 5 | 1105.7343 |  | 1105.7343 | 0 | 0 | 0 | 0
12.10. | 6 | 1115.585 |  | 1115.585 | 0 | 0 | 0 | 0
12.10. | 7 | 1108.197 |  | 1108.197 | 0 | 0 | 0 | 0
12.10. | 8 | 1125.4356 |  | 1125.4356 | 0 | 0 | 0 | 0
12.10. | 9 | 1081.1077 |  | 1081.1077 | 0 | 0 | 0 | 0
12.10. | 10 | 1086.0331 |  | 1086.0331 | 0 | 0 | 0 | 0
12.10. | 11 | 1054.0185 |  | 1054.0185 | 0 | 0 | 0 | 0
12.10. | 12 | 1007.2279 |  | 1007.2279 | 0 | 0 | 0 | 0
12.10. | 13 | 1034.3172 |  | 1034.3172 | 0 | 0 | 0 | 0
12.10. | 14 | 1058.9438 |  | 1058.9438 | 0 | 0 | 0 | 0
12.10. | 15 | 997.3773 |  | 997.3773 | 0 | 0 | 0 | 0
12.10. | 16 | 999.84 |  | 999.84 | 0 | 0 | 0 | 0
12.10. | 17 | 1034.3172 |  | 1034.3172 | 0 | 0 | 0 | 0
12.10. | 18 | 1066.3318 |  | 1066.3318 | 0 | 0 | 0 | 0
12.10. | 19 | 1061.4065 |  | 1061.4065 | 0 | 0 | 0 | 0
12.10. | 20 | 1076.1824 |  | 1076.1824 | 0 | 0 | 0 | 0
12.10. | 21 | 1076.1824 |  | 1076.1824 | 0 | 0 | 0 | 0
12.10. | 22 | 1081.1077 |  | 1081.1077 | 0 | 0 | 0 | 0
12.10. | 23 | 1071.2571 |  | 1071.2571 | 0 | 0 | 0 | 0
12.10. | 24 | 1056.4811 |  | 1056.4811 | 0 | 0 | 0 | 0
13.10. | 1 | 1024.4666 |  | 1024.4666 | 0 | 0 | 0 | 0
13.10. | 2 | 1026.9292 |  | 1026.9292 | 0 | 0 | 0 | 0
13.10. | 3 | 1026.9292 |  | 1026.9292 | 0 | 0 | 0 | 0
13.10. | 4 | 1012.1533 |  | 1012.1533 | 0 | 0 | 0 | 0
13.10. | 5 | 1026.9292 |  | 1026.9292 | 0 | 0 | 0 | 0
13.10. | 6 | 1009.6906 |  | 1009.6906 | 0 | 0 | 0 | 0
13.10. | 7 | 1009.6906 |  | 1009.6906 | 0 | 0 | 0 | 0
13.10. | 8 | 1034.3172 |  | 1034.3172 | 0 | 0 | 0 | 0
13.10. | 9 | 1046.6305 |  | 1046.6305 | 0 | 0 | 0 | 0
13.10. | 10 | 1049.0932 |  | 1049.0932 | 0 | 0 | 0 | 0
13.10. | 11 | 1039.2425 |  | 1039.2425 | 0 | 0 | 0 | 0
13.10. | 12 | 987.5267 |  | 987.5267 | 0 | 0 | 0 | 0
13.10. | 13 | 980.1387 |  | 980.1387 | 0 | 0 | 0 | 0
13.10. | 14 | 965.3627 |  | 965.3627 | 0 | 0 | 0 | 0
13.10. | 15 | 967.8254 |  | 967.8254 | 0 | 0 | 0 | 0
13.10. | 16 | 987.5267 |  | 987.5267 | 0 | 0 | 0 | 0
13.10. | 17 | 1014.6159 |  | 1014.6159 | 0 | 0 | 0 | 0
13.10. | 18 | 1029.3919 |  | 1029.3919 | 0 | 0 | 0 | 0
13.10. | 19 | 1029.3919 |  | 1029.3919 | 0 | 0 | 0 | 0
13.10. | 20 | 1078.6451 |  | 1078.6451 | 0 | 0 | 0 | 0
13.10. | 21 | 1088.4957 |  | 1088.4957 | 0 | 0 | 0 | 0
13.10. | 22 | 1083.5704 |  | 1083.5704 | 0 | 0 | 0 | 0
13.10. | 23 | 1081.1077 |  | 1081.1077 | 0 | 0 | 0 | 0
13.10. | 24 | 1073.7198 |  | 1073.7198 | 0 | 0 | 0 | 0
14.10. | 1 | 1071.2571 |  | 1071.2571 | 0 | 0 | 0 | 0
14.10. | 2 | 1071.2571 |  | 1071.2571 | 0 | 0 | 0 | 0
14.10. | 3 | 1076.1824 |  | 1076.1824 | 0 | 0 | 0 | 0
14.10. | 4 | 1076.1824 |  | 1076.1824 | 0 | 0 | 0 | 0
14.10. | 5 | 1078.6451 |  | 1078.6451 | 0 | 0 | 0 | 0
14.10. | 6 | 1076.1824 |  | 1076.1824 | 0 | 0 | 0 | 0
14.10. | 7 | 1066.3318 |  | 1066.3318 | 0 | 0 | 0 | 0
14.10. | 8 | 1071.2571 |  | 1071.2571 | 0 | 0 | 0 | 0
14.10. | 9 | 1007.2279 |  | 1007.2279 | 0 | 0 | 0 | 0
14.10. | 10 | 1029.3919 |  | 1029.3919 | 0 | 0 | 0 | 0
14.10. | 11 | 1009.6906 |  | 1009.6906 | 0 | 0 | 0 | 0
14.10. | 12 | 1007.2279 |  | 1007.2279 | 0 | 0 | 0 | 0
14.10. | 13 | 1004.7653 |  | 1004.7653 | 0 | 0 | 0 | 0
14.10. | 14 | 992.452 |  | 992.452 | 0 | 0 | 0 | 0
14.10. | 15 | 987.5267 |  | 987.5267 | 0 | 0 | 0 | 0
14.10. | 16 | 994.9146 |  | 994.9146 | 0 | 0 | 0 | 0
14.10. | 17 | 1029.3919 |  | 1029.3919 | 0 | 0 | 0 | 0
14.10. | 18 | 1046.6305 |  | 1046.6305 | 0 | 0 | 0 | 0
14.10. | 19 | 1095.8837 |  | 1095.8837 | 0 | 0 | 0 | 0
14.10. | 20 | 1127.8983 |  | 1127.8983 | 0 | 0 | 0 | 0
14.10. | 21 | 1108.197 |  | 1108.197 | 0 | 0 | 0 | 0
14.10. | 22 | 1127.8983 |  | 1127.8983 | 0 | 0 | 0 | 0
14.10. | 23 | 1076.1824 |  | 1076.1824 | 0 | 0 | 0 | 0
14.10. | 24 | 1017.0786 |  | 1017.0786 | 0 | 0 | 0 | 0
15.10. | 1 | 1024.4666 |  | 1024.4666 | 0 | 0 | 0 | 0
15.10. | 2 | 1017.0786 |  | 1017.0786 | 0 | 0 | 0 | 0
15.10. | 3 | 1058.9438 |  | 1058.9438 | 0 | 0 | 0 | 0
15.10. | 4 | 1026.9292 |  | 1026.9292 | 0 | 0 | 0 | 0
15.10. | 5 | 997.3773 |  | 997.3773 | 0 | 0 | 0 | 0
15.10. | 6 | 1049.0932 |  | 1049.0932 | 0 | 0 | 0 | 0
15.10. | 7 | 1056.4811 |  | 1056.4811 | 0 | 0 | 0 | 0
15.10. | 8 | 1054.0185 |  | 1054.0185 | 0 | 0 | 0 | 0
15.10. | 9 | 1024.4666 |  | 1024.4666 | 0 | 0 | 0 | 0
15.10. | 10 | 1039.2425 |  | 1039.2425 | 0 | 0 | 0 | 0
15.10. | 11 | 1002.3026 |  | 1002.3026 | 0 | 0 | 0 | 0
15.10. | 12 | 1019.5412 |  | 1019.5412 | 0 | 0 | 0 | 0
15.10. | 13 | 1034.3172 |  | 1034.3172 | 0 | 0 | 0 | 0
15.10. | 14 | 1026.9292 |  | 1026.9292 | 0 | 0 | 0 | 0
15.10. | 15 | 1022.0039 |  | 1022.0039 | 0 | 0 | 0 | 0
15.10. | 16 | 1024.4666 |  | 1024.4666 | 0 | 0 | 0 | 0
15.10. | 17 | 1029.3919 |  | 1029.3919 | 0 | 0 | 0 | 0
15.10. | 18 | 1061.4065 |  | 1061.4065 | 0 | 0 | 0 | 0
15.10. | 19 | 1095.8837 |  | 1095.8837 | 0 | 0 | 0 | 0
15.10. | 20 | 1098.3464 |  | 1098.3464 | 0 | 0 | 0 | 0
15.10. | 21 | 1090.9584 |  | 1090.9584 | 0 | 0 | 0 | 0
15.10. | 22 | 1093.421 |  | 1093.421 | 0 | 0 | 0 | 0
15.10. | 23 | 1073.7198 |  | 1073.7198 | 0 | 0 | 0 | 0
15.10. | 24 | 1017.0786 |  | 1017.0786 | 0 | 0 | 0 | 0
16.10. | 1 | 1014.6159 |  | 1014.6159 | 0 | 0 | 0 | 0
16.10. | 2 | 992.452 |  | 992.452 | 0 | 0 | 0 | 0
16.10. | 3 | 1017.0786 |  | 1017.0786 | 0 | 0 | 0 | 0
16.10. | 4 | 987.5267 |  | 987.5267 | 0 | 0 | 0 | 0
16.10. | 5 | 989.9893 |  | 989.9893 | 0 | 0 | 0 | 0
16.10. | 6 | 987.5267 |  | 987.5267 | 0 | 0 | 0 | 0
16.10. | 7 | 1002.3026 |  | 1002.3026 | 0 | 0 | 0 | 0
16.10. | 8 | 977.676 |  | 977.676 | 0 | 0 | 0 | 0
16.10. | 9 | 960.4374 |  | 960.4374 | 0 | 0 | 0 | 0
16.10. | 10 | 948.1241 |  | 948.1241 | 0 | 0 | 0 | 0
16.10. | 11 | 930.8855 |  | 930.8855 | 0 | 0 | 0 | 0
16.10. | 12 | 898.8709 |  | 898.8709 | 0 | 0 | 0 | 0
16.10. | 13 | 903.7962 |  | 903.7962 | 0 | 0 | 0 | 0
16.10. | 14 | 903.7962 |  | 903.7962 | 0 | 0 | 0 | 0
16.10. | 15 | 921.0348 |  | 921.0348 | 0 | 0 | 0 | 0
16.10. | 16 | 925.9602 |  | 925.9602 | 0 | 0 | 0 | 0
16.10. | 17 | 977.676 |  | 977.676 | 0 | 0 | 0 | 0
16.10. | 18 | 962.9001 |  | 962.9001 | 0 | 0 | 0 | 0
16.10. | 19 | 965.3627 |  | 965.3627 | 0 | 0 | 0 | 0
16.10. | 20 | 970.288 |  | 970.288 | 0 | 0 | 0 | 0
16.10. | 21 | 975.2134 |  | 975.2134 | 0 | 0 | 0 | 0
16.10. | 22 | 967.8254 |  | 967.8254 | 0 | 0 | 0 | 0
16.10. | 23 | 965.3627 |  | 965.3627 | 0 | 0 | 0 | 0
16.10. | 24 | 884.0949 |  | 884.0949 | 0 | 0 | 0 | 0
17.10. | 1 | 822.5284 |  | 822.5284 | 0 | 0 | 0 | 0
17.10. | 2 | 790.5139 |  | 790.5139 | 0 | 0 | 0 | 0
17.10. | 3 | 790.5139 |  | 790.5139 | 0 | 0 | 0 | 0
17.10. | 4 | 783.1259 |  | 783.1259 | 0 | 0 | 0 | 0
17.10. | 5 | 788.0512 |  | 788.0512 | 0 | 0 | 0 | 0
17.10. | 6 | 837.3044 |  | 837.3044 | 0 | 0 | 0 | 0
17.10. | 7 | 886.5576 |  | 886.5576 | 0 | 0 | 0 | 0
17.10. | 8 | 879.1696 |  | 879.1696 | 0 | 0 | 0 | 0
17.10. | 9 | 869.319 |  | 869.319 | 0 | 0 | 0 | 0
17.10. | 10 | 866.8563 |  | 866.8563 | 0 | 0 | 0 | 0
17.10. | 11 | 844.6924 |  | 844.6924 | 0 | 0 | 0 | 0
17.10. | 12 | 812.6778 |  | 812.6778 | 0 | 0 | 0 | 0
17.10. | 13 | 807.7525 |  | 807.7525 | 0 | 0 | 0 | 0
17.10. | 14 | 812.6778 |  | 812.6778 | 0 | 0 | 0 | 0
17.10. | 15 | 805.2898 |  | 805.2898 | 0 | 0 | 0 | 0
17.10. | 16 | 854.543 |  | 854.543 | 0 | 0 | 0 | 0
17.10. | 17 | 817.6031 |  | 817.6031 | 0 | 0 | 0 | 0
17.10. | 18 | 857.0057 |  | 857.0057 | 0 | 0 | 0 | 0
17.10. | 19 | 881.6323 |  | 881.6323 | 0 | 0 | 0 | 0
17.10. | 20 | 898.8709 |  | 898.8709 | 0 | 0 | 0 | 0
17.10. | 21 | 886.5576 |  | 886.5576 | 0 | 0 | 0 | 0
17.10. | 22 | 893.9456 |  | 893.9456 | 0 | 0 | 0 | 0
17.10. | 23 | 886.5576 |  | 886.5576 | 0 | 0 | 0 | 0
17.10. | 24 | 812.6778 |  | 812.6778 | 0 | 0 | 0 | 0
18.10. | 1 | 775.7379 |  | 775.7379 | 0 | 0 | 0 | 0
18.10. | 2 | 773.2752 |  | 773.2752 | 0 | 0 | 0 | 0
18.10. | 3 | 770.8126 |  | 770.8126 | 0 | 0 | 0 | 0
18.10. | 4 | 746.186 |  | 746.186 | 0 | 0 | 0 | 0
18.10. | 5 | 738.798 |  | 738.798 | 0 | 0 | 0 | 0
18.10. | 6 | 773.2752 |  | 773.2752 | 0 | 0 | 0 | 0
18.10. | 7 | 817.6031 |  | 817.6031 | 0 | 0 | 0 | 0
18.10. | 8 | 852.0804 |  | 852.0804 | 0 | 0 | 0 | 0
18.10. | 9 | 849.6177 |  | 849.6177 | 0 | 0 | 0 | 0
18.10. | 10 | 844.6924 |  | 844.6924 | 0 | 0 | 0 | 0
18.10. | 11 | 842.2297 |  | 842.2297 | 0 | 0 | 0 | 0
18.10. | 12 | 822.5284 |  | 822.5284 | 0 | 0 | 0 | 0
18.10. | 13 | 802.8272 |  | 802.8272 | 0 | 0 | 0 | 0
18.10. | 14 | 773.2752 |  | 773.2752 | 0 | 0 | 0 | 0
18.10. | 15 | 763.4246 |  | 763.4246 | 0 | 0 | 0 | 0
18.10. | 16 | 795.4392 |  | 795.4392 | 0 | 0 | 0 | 0
18.10. | 17 | 827.4538 |  | 827.4538 | 0 | 0 | 0 | 0
18.10. | 18 | 832.3791 |  | 832.3791 | 0 | 0 | 0 | 0
18.10. | 19 | 859.4683 |  | 859.4683 | 0 | 0 | 0 | 0
18.10. | 20 | 889.0203 |  | 889.0203 | 0 | 0 | 0 | 0
18.10. | 21 | 891.4829 |  | 891.4829 | 0 | 0 | 0 | 0
18.10. | 22 | 925.9602 |  | 925.9602 | 0 | 0 | 0 | 0
18.10. | 23 | 898.8709 |  | 898.8709 | 0 | 0 | 0 | 0
18.10. | 24 | 788.0512 |  | 788.0512 | 0 | 0 | 0 | 0
19.10. | 1 | 751.1113 |  | 751.1113 | 0 | 0 | 0 | 0
19.10. | 2 | 746.186 |  | 746.186 | 0 | 0 | 0 | 0
19.10. | 3 | 751.1113 |  | 751.1113 | 0 | 0 | 0 | 0
19.10. | 4 | 743.7233 |  | 743.7233 | 0 | 0 | 0 | 0
19.10. | 5 | 746.186 |  | 746.186 | 0 | 0 | 0 | 0
19.10. | 6 | 753.574 |  | 753.574 | 0 | 0 | 0 | 0
19.10. | 7 | 765.8873 |  | 765.8873 | 0 | 0 | 0 | 0
19.10. | 8 | 775.7379 |  | 775.7379 | 0 | 0 | 0 | 0
19.10. | 9 | 768.3499 |  | 768.3499 | 0 | 0 | 0 | 0
19.10. | 10 | 741.2607 |  | 741.2607 | 0 | 0 | 0 | 0
19.10. | 11 | 736.3353 |  | 736.3353 | 0 | 0 | 0 | 0
19.10. | 12 | 721.5594 |  | 721.5594 | 0 | 0 | 0 | 0
19.10. | 13 | 716.6341 |  | 716.6341 | 0 | 0 | 0 | 0
19.10. | 14 | 719.0967 |  | 719.0967 | 0 | 0 | 0 | 0
19.10. | 15 | 706.7834 |  | 706.7834 | 0 | 0 | 0 | 0
19.10. | 16 | 716.6341 |  | 716.6341 | 0 | 0 | 0 | 0
19.10. | 17 | 721.5594 |  | 721.5594 | 0 | 0 | 0 | 0
19.10. | 18 | 751.1113 |  | 751.1113 | 0 | 0 | 0 | 0
19.10. | 19 | 790.5139 |  | 790.5139 | 0 | 0 | 0 | 0
19.10. | 20 | 832.3791 |  | 832.3791 | 0 | 0 | 0 | 0
19.10. | 21 | 820.0658 |  | 820.0658 | 0 | 0 | 0 | 0
19.10. | 22 | 822.5284 |  | 822.5284 | 0 | 0 | 0 | 0
19.10. | 23 | 805.2898 |  | 805.2898 | 0 | 0 | 0 | 0
19.10. | 24 | 763.4246 |  | 763.4246 | 0 | 0 | 0 | 0
20.10. | 1 | 736.3353 |  | 736.3353 | 0 | 0 | 0 | 0
20.10. | 2 | 719.0967 |  | 719.0967 | 0 | 0 | 0 | 0
20.10. | 3 | 716.6341 |  | 716.6341 | 0 | 0 | 0 | 0
20.10. | 4 | 719.0967 |  | 719.0967 | 0 | 0 | 0 | 0
20.10. | 5 | 724.022 |  | 724.022 | 0 | 0 | 0 | 0
20.10. | 6 | 731.41 |  | 731.41 | 0 | 0 | 0 | 0
20.10. | 7 | 711.7087 |  | 711.7087 | 0 | 0 | 0 | 0
20.10. | 8 | 706.7834 |  | 706.7834 | 0 | 0 | 0 | 0
20.10. | 9 | 706.7834 |  | 706.7834 | 0 | 0 | 0 | 0
20.10. | 10 | 696.9328 |  | 696.9328 | 0 | 0 | 0 | 0
20.10. | 11 | 699.3954 |  | 699.3954 | 0 | 0 | 0 | 0
20.10. | 12 | 650.1422 |  | 650.1422 | 0 | 0 | 0 | 0
20.10. | 13 | 645.2169 |  | 645.2169 | 0 | 0 | 0 | 0
20.10. | 14 | 635.3663 |  | 635.3663 | 0 | 0 | 0 | 0
20.10. | 15 | 637.8289 |  | 637.8289 | 0 | 0 | 0 | 0
20.10. | 16 | 699.3954 |  | 699.3954 | 0 | 0 | 0 | 0
20.10. | 17 | 714.1714 |  | 714.1714 | 0 | 0 | 0 | 0
20.10. | 18 | 780.6632 |  | 780.6632 | 0 | 0 | 0 | 0
20.10. | 19 | 797.9018 |  | 797.9018 | 0 | 0 | 0 | 0
20.10. | 20 | 829.9164 |  | 829.9164 | 0 | 0 | 0 | 0
20.10. | 21 | 834.8417 |  | 834.8417 | 0 | 0 | 0 | 0
20.10. | 22 | 832.3791 |  | 832.3791 | 0 | 0 | 0 | 0
20.10. | 23 | 797.9018 |  | 797.9018 | 0 | 0 | 0 | 0
20.10. | 24 | 837.3044 |  | 837.3044 | 0 | 0 | 0 | 0
21.10. | 1 | 824.9911 |  | 824.9911 | 0 | 0 | 0 | 0
21.10. | 2 | 810.2151 |  | 810.2151 | 0 | 0 | 0 | 0
21.10. | 3 | 807.7525 |  | 807.7525 | 0 | 0 | 0 | 0
21.10. | 4 | 807.7525 |  | 807.7525 | 0 | 0 | 0 | 0
21.10. | 5 | 807.7525 |  | 807.7525 | 0 | 0 | 0 | 0
21.10. | 6 | 832.3791 |  | 832.3791 | 0 | 0 | 0 | 0
21.10. | 7 | 817.6031 |  | 817.6031 | 0 | 0 | 0 | 0
21.10. | 8 | 815.1405 |  | 815.1405 | 0 | 0 | 0 | 0
21.10. | 9 | 785.5885 |  | 785.5885 | 0 | 0 | 0 | 0
21.10. | 10 | 795.4392 |  | 795.4392 | 0 | 0 | 0 | 0
21.10. | 11 | 785.5885 |  | 785.5885 | 0 | 0 | 0 | 0
21.10. | 12 | 773.2752 |  | 773.2752 | 0 | 0 | 0 | 0
21.10. | 13 | 775.7379 |  | 775.7379 | 0 | 0 | 0 | 0
21.10. | 14 | 783.1259 |  | 783.1259 | 0 | 0 | 0 | 0
21.10. | 15 | 783.1259 |  | 783.1259 | 0 | 0 | 0 | 0
21.10. | 16 | 765.8873 |  | 765.8873 | 0 | 0 | 0 | 0
21.10. | 17 | 765.8873 |  | 765.8873 | 0 | 0 | 0 | 0
21.10. | 18 | 812.6778 |  | 812.6778 | 0 | 0 | 0 | 0
21.10. | 19 | 857.0057 |  | 857.0057 | 0 | 0 | 0 | 0
21.10. | 20 | 901.3336 |  | 901.3336 | 0 | 0 | 0 | 0
21.10. | 21 | 921.0348 |  | 921.0348 | 0 | 0 | 0 | 0
21.10. | 22 | 921.0348 |  | 921.0348 | 0 | 0 | 0 | 0
21.10. | 23 | 881.6323 |  | 881.6323 | 0 | 0 | 0 | 0
21.10. | 24 | 896.4082 |  | 896.4082 | 0 | 0 | 0 | 0
22.10. | 1 | 893.9456 |  | 893.9456 | 0 | 0 | 0 | 0
22.10. | 2 | 911.1842 |  | 911.1842 | 0 | 0 | 0 | 0
22.10. | 3 | 953.0494 |  | 953.0494 | 0 | 0 | 0 | 0
22.10. | 4 | 967.8254 |  | 967.8254 | 0 | 0 | 0 | 0
22.10. | 5 | 948.1241 |  | 948.1241 | 0 | 0 | 0 | 0
22.10. | 6 | 953.0494 |  | 953.0494 | 0 | 0 | 0 | 0
22.10. | 7 | 980.1387 |  | 980.1387 | 0 | 0 | 0 | 0
22.10. | 8 | 940.7361 |  | 940.7361 | 0 | 0 | 0 | 0
22.10. | 9 | 940.7361 |  | 940.7361 | 0 | 0 | 0 | 0
22.10. | 10 | 921.0348 |  | 921.0348 | 0 | 0 | 0 | 0
22.10. | 11 | 943.1988 |  | 943.1988 | 0 | 0 | 0 | 0
22.10. | 12 | 898.8709 |  | 898.8709 | 0 | 0 | 0 | 0
22.10. | 13 | 893.9456 |  | 893.9456 | 0 | 0 | 0 | 0
22.10. | 14 | 913.6469 |  | 913.6469 | 0 | 0 | 0 | 0
22.10. | 15 | 901.3336 |  | 901.3336 | 0 | 0 | 0 | 0
22.10. | 16 | 935.8108 |  | 935.8108 | 0 | 0 | 0 | 0
22.10. | 17 | 962.9001 |  | 962.9001 | 0 | 0 | 0 | 0
22.10. | 18 | 1004.7653 |  | 1004.7653 | 0 | 0 | 0 | 0
22.10. | 19 | 1007.2279 |  | 1007.2279 | 0 | 0 | 0 | 0
22.10. | 20 | 1054.0185 |  | 1054.0185 | 0 | 0 | 0 | 0
22.10. | 21 | 1044.1678 |  | 1044.1678 | 0 | 0 | 0 | 0
22.10. | 22 | 1051.5558 |  | 1051.5558 | 0 | 0 | 0 | 0
22.10. | 23 | 1039.2425 |  | 1039.2425 | 0 | 0 | 0 | 0
22.10. | 24 | 1049.0932 |  | 1049.0932 | 0 | 0 | 0 | 0
23.10. | 1 | 1031.8545 |  | 1031.8545 | 0 | 0 | 0 | 0
23.10. | 2 | 987.5267 |  | 987.5267 | 0 | 0 | 0 | 0
23.10. | 3 | 992.452 |  | 992.452 | 0 | 0 | 0 | 0
23.10. | 4 | 989.9893 |  | 989.9893 | 0 | 0 | 0 | 0
23.10. | 5 | 999.84 |  | 999.84 | 0 | 0 | 0 | 0
23.10. | 6 | 1022.0039 |  | 1022.0039 | 0 | 0 | 0 | 0
23.10. | 7 | 1017.0786 |  | 1017.0786 | 0 | 0 | 0 | 0
23.10. | 8 | 1019.5412 |  | 1019.5412 | 0 | 0 | 0 | 0
23.10. | 9 | 1017.0786 |  | 1017.0786 | 0 | 0 | 0 | 0
23.10. | 10 | 970.288 |  | 970.288 | 0 | 0 | 0 | 0
23.10. | 11 | 957.9747 |  | 957.9747 | 0 | 0 | 0 | 0
23.10. | 12 | 955.5121 |  | 955.5121 | 0 | 0 | 0 | 0
23.10. | 13 | 940.7361 |  | 940.7361 | 0 | 0 | 0 | 0
23.10. | 14 | 948.1241 |  | 948.1241 | 0 | 0 | 0 | 0
23.10. | 15 | 960.4374 |  | 960.4374 | 0 | 0 | 0 | 0
23.10. | 16 | 977.676 |  | 977.676 | 0 | 0 | 0 | 0
23.10. | 17 | 982.6013 |  | 982.6013 | 0 | 0 | 0 | 0
23.10. | 18 | 1031.8545 |  | 1031.8545 | 0 | 0 | 0 | 0
23.10. | 19 | 1017.0786 |  | 1017.0786 | 0 | 0 | 0 | 0
23.10. | 20 | 1081.1077 |  | 1081.1077 | 0 | 0 | 0 | 0
23.10. | 21 | 1076.1824 |  | 1076.1824 | 0 | 0 | 0 | 0
23.10. | 22 | 1054.0185 |  | 1054.0185 | 0 | 0 | 0 | 0
23.10. | 23 | 1036.7799 |  | 1036.7799 | 0 | 0 | 0 | 0
23.10. | 24 | 1029.3919 |  | 1029.3919 | 0 | 0 | 0 | 0
24.10. | 1 | 989.9893 |  | 989.9893 | 0 | 0 | 0 | 0
24.10. | 2 | 985.064 |  | 985.064 | 0 | 0 | 0 | 0
24.10. | 3 | 987.5267 |  | 987.5267 | 0 | 0 | 0 | 0
24.10. | 4 | 977.676 |  | 977.676 | 0 | 0 | 0 | 0
24.10. | 5 | 982.6013 |  | 982.6013 | 0 | 0 | 0 | 0
24.10. | 6 | 999.84 |  | 999.84 | 0 | 0 | 0 | 0
24.10. | 7 | 999.84 |  | 999.84 | 0 | 0 | 0 | 0
24.10. | 8 | 987.5267 |  | 987.5267 | 0 | 0 | 0 | 0
24.10. | 9 | 980.1387 |  | 980.1387 | 0 | 0 | 0 | 0
24.10. | 10 | 962.9001 |  | 962.9001 | 0 | 0 | 0 | 0
24.10. | 11 | 957.9747 |  | 957.9747 | 0 | 0 | 0 | 0
24.10. | 12 | 953.0494 |  | 953.0494 | 0 | 0 | 0 | 0
24.10. | 13 | 925.9602 |  | 925.9602 | 0 | 0 | 0 | 0
24.10. | 14 | 933.3481 |  | 933.3481 | 0 | 0 | 0 | 0
24.10. | 15 | 933.3481 |  | 933.3481 | 0 | 0 | 0 | 0
24.10. | 16 | 962.9001 |  | 962.9001 | 0 | 0 | 0 | 0
24.10. | 17 | 980.1387 |  | 980.1387 | 0 | 0 | 0 | 0
24.10. | 18 | 1029.3919 |  | 1029.3919 | 0 | 0 | 0 | 0
24.10. | 19 | 1054.0185 |  | 1054.0185 | 0 | 0 | 0 | 0
24.10. | 20 | 1073.7198 |  | 1073.7198 | 0 | 0 | 0 | 0
24.10. | 21 | 1073.7198 |  | 1073.7198 | 0 | 0 | 0 | 0
24.10. | 22 | 1095.8837 |  | 1095.8837 | 0 | 0 | 0 | 0
24.10. | 23 | 1056.4811 |  | 1056.4811 | 0 | 0 | 0 | 0
24.10. | 24 | 972.7507 |  | 972.7507 | 0 | 0 | 0 | 0
25.10. | 1 | 972.7507 |  | 972.7507 | 0 | 0 | 0 | 0
25.10. | 2 | 945.6614 |  | 945.6614 | 0 | 0 | 0 | 0
25.10. | 3 | 945.6614 |  | 945.6614 | 0 | 0 | 0 | 0
25.10. | 4 | 948.1241 |  | 948.1241 | 0 | 0 | 0 | 0
25.10. | 5 | 967.8254 |  | 967.8254 | 0 | 0 | 0 | 0
25.10. | 6 | 975.2134 |  | 975.2134 | 0 | 0 | 0 | 0
25.10. | 7 | 1044.1678 |  | 1044.1678 | 0 | 0 | 0 | 0
25.10. | 8 | 1051.5558 |  | 1051.5558 | 0 | 0 | 0 | 0
25.10. | 9 | 1086.0331 |  | 1086.0331 | 0 | 0 | 0 | 0
25.10. | 10 | 1051.5558 |  | 1051.5558 | 0 | 0 | 0 | 0
25.10. | 11 | 1044.1678 |  | 1044.1678 | 0 | 0 | 0 | 0
25.10. | 12 | 1031.8545 |  | 1031.8545 | 0 | 0 | 0 | 0
25.10. | 13 | 1022.0039 |  | 1022.0039 | 0 | 0 | 0 | 0
25.10. | 14 | 1024.4666 |  | 1024.4666 | 0 | 0 | 0 | 0
25.10. | 15 | 1024.4666 |  | 1024.4666 | 0 | 0 | 0 | 0
25.10. | 16 | 1034.3172 |  | 1034.3172 | 0 | 0 | 0 | 0
25.10. | 17 | 1034.3172 |  | 1034.3172 | 0 | 0 | 0 | 0
25.10. | 18 | 1110.6597 |  | 1110.6597 | 0 | 0 | 0 | 0
25.10. | 19 | 1110.6597 |  | 1110.6597 | 0 | 0 | 0 | 0
25.10. | 20 | 1115.585 |  | 1115.585 | 0 | 0 | 0 | 0
25.10. | 21 | 1118.0476 |  | 1118.0476 | 0 | 0 | 0 | 0
25.10. | 22 | 1118.0476 |  | 1118.0476 | 0 | 0 | 0 | 0
25.10. | 23 | 1093.421 |  | 1093.421 | 0 | 0 | 0 | 0
25.10. | 24 | 975.2134 |  | 975.2134 | 0 | 0 | 0 | 0
26.10. | 1 | 950.5868 |  | 950.5868 | 0 | 0 | 0 | 0
26.10. | 2 | 953.0494 |  | 953.0494 | 0 | 0 | 0 | 0
26.10. | 3 | 957.9747 |  | 957.9747 | 0 | 0 | 0 | 0
26.10. | 4 | 953.0494 |  | 953.0494 | 0 | 0 | 0 | 0
26.10. | 5 | 953.0494 |  | 953.0494 | 0 | 0 | 0 | 0
26.10. | 6 | 950.5868 |  | 950.5868 | 0 | 0 | 0 | 0
26.10. | 7 | 943.1988 |  | 943.1988 | 0 | 0 | 0 | 0
26.10. | 8 | 943.1988 |  | 943.1988 | 0 | 0 | 0 | 0
26.10. | 9 | 945.6614 |  | 945.6614 | 0 | 0 | 0 | 0
26.10. | 10 | 950.5868 |  | 950.5868 | 0 | 0 | 0 | 0
26.10. | 11 | 935.8108 |  | 935.8108 | 0 | 0 | 0 | 0
26.10. | 12 | 918.5722 |  | 918.5722 | 0 | 0 | 0 | 0
26.10. | 13 | 908.7215 |  | 908.7215 | 0 | 0 | 0 | 0
26.10. | 14 | 911.1842 |  | 911.1842 | 0 | 0 | 0 | 0
26.10. | 15 | 921.0348 |  | 921.0348 | 0 | 0 | 0 | 0
26.10. | 16 | 923.4975 |  | 923.4975 | 0 | 0 | 0 | 0
26.10. | 17 | 933.3481 |  | 933.3481 | 0 | 0 | 0 | 0
26.10. | 18 | 962.9001 |  | 962.9001 | 0 | 0 | 0 | 0
26.10. | 19 | 997.3773 |  | 997.3773 | 0 | 0 | 0 | 0
26.10. | 20 | 1019.5412 |  | 1019.5412 | 0 | 0 | 0 | 0
26.10. | 21 | 1002.3026 |  | 1002.3026 | 0 | 0 | 0 | 0
26.10. | 22 | 989.9893 |  | 989.9893 | 0 | 0 | 0 | 0
26.10. | 23 | 972.7507 |  | 972.7507 | 0 | 0 | 0 | 0
26.10. | 24 | 945.6614 |  | 945.6614 | 0 | 0 | 0 | 0
27.10. | 1 | 903.7962 |  | 903.7962 | 0 | 0 | 0 | 0
27.10. | 2 | 911.1842 |  | 911.1842 | 0 | 0 | 0 | 0
27.10. | 3 | 893.9456 |  | 893.9456 | 0 | 0 | 0 | 0
27.10. | 4 | 891.4829 |  | 891.4829 | 0 | 0 | 0 | 0
27.10. | 5 | 901.3336 |  | 901.3336 | 0 | 0 | 0 | 0
27.10. | 6 | 869.319 |  | 869.319 | 0 | 0 | 0 | 0
27.10. | 7 | 891.4829 |  | 891.4829 | 0 | 0 | 0 | 0
27.10. | 8 | 903.7962 |  | 903.7962 | 0 | 0 | 0 | 0
27.10. | 9 | 859.4683 |  | 859.4683 | 0 | 0 | 0 | 0
27.10. | 10 | 854.543 |  | 854.543 | 0 | 0 | 0 | 0
27.10. | 11 | 847.155 |  | 847.155 | 0 | 0 | 0 | 0
27.10. | 12 | 844.6924 |  | 844.6924 | 0 | 0 | 0 | 0
27.10. | 13 | 869.319 |  | 869.319 | 0 | 0 | 0 | 0
27.10. | 14 | 852.0804 |  | 852.0804 | 0 | 0 | 0 | 0
27.10. | 15 | 837.3044 |  | 837.3044 | 0 | 0 | 0 | 0
27.10. | 16 | 854.543 |  | 854.543 | 0 | 0 | 0 | 0
27.10. | 17 | 859.4683 |  | 859.4683 | 0 | 0 | 0 | 0
27.10. | 18 | 861.931 |  | 861.931 | 0 | 0 | 0 | 0
27.10. | 19 | 874.2443 |  | 874.2443 | 0 | 0 | 0 | 0
27.10. | 20 | 879.1696 |  | 879.1696 | 0 | 0 | 0 | 0
27.10. | 21 | 925.9602 |  | 925.9602 | 0 | 0 | 0 | 0
27.10. | 22 | 925.9602 |  | 925.9602 | 0 | 0 | 0 | 0
27.10. | 23 | 916.1095 |  | 916.1095 | 0 | 0 | 0 | 0
27.10. | 24 | 921.0348 |  | 921.0348 | 0 | 0 | 0 | 0
28.10. | 1 | 908.7215 |  | 908.7215 | 0 | 0 | 0 | 0
28.10. | 2 | 906.2589 |  | 906.2589 | 0 | 0 | 0 | 0
28.10. | 3 | 908.7215 |  | 908.7215 | 0 | 0 | 0 | 0
28.10. | 4 | 896.4082 |  | 896.4082 | 0 | 0 | 0 | 0
28.10. | 5 | 889.0203 |  | 889.0203 | 0 | 0 | 0 | 0
28.10. | 6 | 903.7962 |  | 903.7962 | 0 | 0 | 0 | 0
28.10. | 7 | 911.1842 |  | 911.1842 | 0 | 0 | 0 | 0
28.10. | 8 | 948.1241 |  | 948.1241 | 0 | 0 | 0 | 0
28.10. | 9 | 945.6614 |  | 945.6614 | 0 | 0 | 0 | 0
28.10. | 10 | 908.7215 |  | 908.7215 | 0 | 0 | 0 | 0
28.10. | 11 | 898.8709 |  | 898.8709 | 0 | 0 | 0 | 0
28.10. | 12 | 893.9456 |  | 893.9456 | 0 | 0 | 0 | 0
28.10. | 13 | 898.8709 |  | 898.8709 | 0 | 0 | 0 | 0
28.10. | 14 | 891.4829 |  | 891.4829 | 0 | 0 | 0 | 0
28.10. | 15 | 861.931 |  | 861.931 | 0 | 0 | 0 | 0
28.10. | 16 | 857.0057 |  | 857.0057 | 0 | 0 | 0 | 0
28.10. | 17 | 869.319 |  | 869.319 | 0 | 0 | 0 | 0
28.10. | 18 | 876.707 |  | 876.707 | 0 | 0 | 0 | 0
28.10. | 19 | 913.6469 |  | 913.6469 | 0 | 0 | 0 | 0
28.10. | 20 | 943.1988 |  | 943.1988 | 0 | 0 | 0 | 0
28.10. | 21 | 977.676 |  | 977.676 | 0 | 0 | 0 | 0
28.10. | 22 | 965.3627 |  | 965.3627 | 0 | 0 | 0 | 0
28.10. | 23 | 950.5868 |  | 950.5868 | 0 | 0 | 0 | 0
28.10. | 24 | 898.8709 |  | 898.8709 | 0 | 0 | 0 | 0
29.10. | 1 | 916.1095 |  | 916.1095 | 0 | 0 | 0 | 0
29.10. | 2 | 918.5722 |  | 918.5722 | 0 | 0 | 0 | 0
29.10. | 3 | 923.4975 |  | 923.4975 | 0 | 0 | 0 | 0
29.10. | 4 | 918.5722 |  | 918.5722 | 0 | 0 | 0 | 0
29.10. | 5 | 908.7215 |  | 908.7215 | 0 | 0 | 0 | 0
29.10. | 6 | 908.7215 |  | 908.7215 | 0 | 0 | 0 | 0
29.10. | 7 | 913.6469 |  | 913.6469 | 0 | 0 | 0 | 0
29.10. | 8 | 913.6469 |  | 913.6469 | 0 | 0 | 0 | 0
29.10. | 9 | 913.6469 |  | 913.6469 | 0 | 0 | 0 | 0
29.10. | 10 | 918.5722 |  | 918.5722 | 0 | 0 | 0 | 0
29.10. | 11 | 925.9602 |  | 925.9602 | 0 | 0 | 0 | 0
29.10. | 12 | 908.7215 |  | 908.7215 | 0 | 0 | 0 | 0
29.10. | 13 | 906.2589 |  | 906.2589 | 0 | 0 | 0 | 0
29.10. | 14 | 898.8709 |  | 898.8709 | 0 | 0 | 0 | 0
29.10. | 15 | 869.319 |  | 869.319 | 0 | 0 | 0 | 0
29.10. | 16 | 857.0057 |  | 857.0057 | 0 | 0 | 0 | 0
29.10. | 17 | 884.0949 |  | 884.0949 | 0 | 0 | 0 | 0
29.10. | 18 | 923.4975 |  | 923.4975 | 0 | 0 | 0 | 0
29.10. | 19 | 967.8254 |  | 967.8254 | 0 | 0 | 0 | 0
29.10. | 20 | 953.0494 |  | 953.0494 | 0 | 0 | 0 | 0
29.10. | 21 | 938.2735 |  | 938.2735 | 0 | 0 | 0 | 0
29.10. | 22 | 950.5868 |  | 950.5868 | 0 | 0 | 0 | 0
29.10. | 23 | 928.4228 |  | 928.4228 | 0 | 0 | 0 | 0
29.10. | 24 | 928.4228 |  | 928.4228 | 0 | 0 | 0 | 0
30.10. | 1 | 908.7215 |  | 908.7215 | 0 | 0 | 0 | 0
30.10. | 2 | 911.1842 |  | 911.1842 | 0 | 0 | 0 | 0
30.10. | 3 | 908.7215 |  | 908.7215 | 0 | 0 | 0 | 0
30.10. | 4 | 906.2589 |  | 906.2589 | 0 | 0 | 0 | 0
30.10. | 5 | 908.7215 |  | 908.7215 | 0 | 0 | 0 | 0
30.10. | 6 | 913.6469 |  | 913.6469 | 0 | 0 | 0 | 0
30.10. | 7 | 901.3336 |  | 901.3336 | 0 | 0 | 0 | 0
30.10. | 8 | 916.1095 |  | 916.1095 | 0 | 0 | 0 | 0
30.10. | 9 | 921.0348 |  | 921.0348 | 0 | 0 | 0 | 0
30.10. | 10 | 933.3481 |  | 933.3481 | 0 | 0 | 0 | 0
30.10. | 11 | 935.8108 |  | 935.8108 | 0 | 0 | 0 | 0
30.10. | 12 | 935.8108 |  | 935.8108 | 0 | 0 | 0 | 0
30.10. | 13 | 945.6614 |  | 945.6614 | 0 | 0 | 0 | 0
30.10. | 14 | 955.5121 |  | 955.5121 | 0 | 0 | 0 | 0
30.10. | 15 | 967.8254 |  | 967.8254 | 0 | 0 | 0 | 0
30.10. | 16 | 989.9893 |  | 989.9893 | 0 | 0 | 0 | 0
30.10. | 17 | 1049.0932 |  | 1049.0932 | 0 | 0 | 0 | 0
30.10. | 18 | 1039.2425 |  | 1039.2425 | 0 | 0 | 0 | 0
30.10. | 19 | 1041.7052 |  | 1041.7052 | 0 | 0 | 0 | 0
30.10. | 20 | 1083.5704 |  | 1083.5704 | 0 | 0 | 0 | 0
30.10. | 21 | 1086.0331 |  | 1086.0331 | 0 | 0 | 0 | 0
30.10. | 22 | 1086.0331 |  | 1086.0331 | 0 | 0 | 0 | 0
30.10. | 23 | 1009.6906 |  | 1009.6906 | 0 | 0 | 0 | 0
30.10. | 24 | 960.4374 |  | 960.4374 | 0 | 0 | 0 | 0
31.10. | 1 | 876.707 |  | 876.707 | 0 | 0 | 0 | 0
31.10. | 2 | 869.319 |  | 869.319 | 0 | 0 | 0 | 0
31.10. | 3 | 864.3937 |  | 864.3937 | 0 | 0 | 0 | 0
31.10. | 4 | 859.4683 |  | 859.4683 | 0 | 0 | 0 | 0
31.10. | 5 | 861.931 |  | 861.931 | 0 | 0 | 0 | 0
31.10. | 6 | 861.931 |  | 861.931 | 0 | 0 | 0 | 0
31.10. | 7 | 857.0057 |  | 857.0057 | 0 | 0 | 0 | 0
31.10. | 8 | 852.0804 |  | 852.0804 | 0 | 0 | 0 | 0
31.10. | 9 | 842.2297 |  | 842.2297 | 0 | 0 | 0 | 0
31.10. | 10 | 852.0804 |  | 852.0804 | 0 | 0 | 0 | 0
31.10. | 11 | 844.6924 |  | 844.6924 | 0 | 0 | 0 | 0
31.10. | 12 | 847.155 |  | 847.155 | 0 | 0 | 0 | 0
31.10. | 13 | 844.6924 |  | 844.6924 | 0 | 0 | 0 | 0
31.10. | 14 | 859.4683 |  | 859.4683 | 0 | 0 | 0 | 0
31.10. | 15 | 847.155 |  | 847.155 | 0 | 0 | 0 | 0
31.10. | 16 | 869.319 |  | 869.319 | 0 | 0 | 0 | 0
31.10. | 17 | 911.1842 |  | 911.1842 | 0 | 0 | 0 | 0
31.10. | 18 | 884.0949 |  | 884.0949 | 0 | 0 | 0 | 0
31.10. | 19 | 886.5576 |  | 886.5576 | 0 | 0 | 0 | 0
31.10. | 20 | 901.3336 |  | 901.3336 | 0 | 0 | 0 | 0
31.10. | 21 | 896.4082 |  | 896.4082 | 0 | 0 | 0 | 0
31.10. | 22 | 906.2589 |  | 906.2589 | 0 | 0 | 0 | 0
31.10. | 23 | 916.1095 |  | 916.1095 | 0 | 0 | 0 | 0
31.10. | 24 | 933.3481 |  | 933.3481 | 0 | 0 | 0 | 0
01.11. | 1 | 918.5722 |  | 918.5722 | 0 | 0 | 0 | 0
01.11. | 2 | 918.5722 |  | 918.5722 | 0 | 0 | 0 | 0
01.11. | 3 | 921.0348 |  | 921.0348 | 0 | 0 | 0 | 0
01.11. | 4 | 893.9456 |  | 893.9456 | 0 | 0 | 0 | 0
01.11. | 5 | 896.4082 |  | 896.4082 | 0 | 0 | 0 | 0
01.11. | 6 | 881.6323 |  | 881.6323 | 0 | 0 | 0 | 0
01.11. | 7 | 866.8563 |  | 866.8563 | 0 | 0 | 0 | 0
01.11. | 8 | 859.4683 |  | 859.4683 | 0 | 0 | 0 | 0
01.11. | 9 | 906.2589 |  | 906.2589 | 0 | 0 | 0 | 0
01.11. | 10 | 884.0949 |  | 884.0949 | 0 | 0 | 0 | 0
01.11. | 11 | 891.4829 |  | 891.4829 | 0 | 0 | 0 | 0
01.11. | 12 | 866.8563 |  | 866.8563 | 0 | 0 | 0 | 0
01.11. | 13 | 869.319 |  | 869.319 | 0 | 0 | 0 | 0
01.11. | 14 | 876.707 |  | 876.707 | 0 | 0 | 0 | 0
01.11. | 15 | 886.5576 |  | 886.5576 | 0 | 0 | 0 | 0
01.11. | 16 | 884.0949 |  | 884.0949 | 0 | 0 | 0 | 0
01.11. | 17 | 940.7361 |  | 940.7361 | 0 | 0 | 0 | 0
01.11. | 18 | 987.5267 |  | 987.5267 | 0 | 0 | 0 | 0
01.11. | 19 | 987.5267 |  | 987.5267 | 0 | 0 | 0 | 0
01.11. | 20 | 975.2134 |  | 975.2134 | 0 | 0 | 0 | 0
01.11. | 21 | 977.676 |  | 977.676 | 0 | 0 | 0 | 0
01.11. | 22 | 977.676 |  | 977.676 | 0 | 0 | 0 | 0
01.11. | 23 | 962.9001 |  | 962.9001 | 0 | 0 | 0 | 0
01.11. | 24 | 972.7507 |  | 972.7507 | 0 | 0 | 0 | 0
02.11. | 1 | 957.9747 |  | 957.9747 | 0 | 0 | 0 | 0
02.11. | 2 | 1017.0786 |  | 1017.0786 | 0 | 0 | 0 | 0
02.11. | 3 | 1014.6159 |  | 1014.6159 | 0 | 0 | 0 | 0
02.11. | 4 | 1009.6906 |  | 1009.6906 | 0 | 0 | 0 | 0
02.11. | 5 | 1007.2279 |  | 1007.2279 | 0 | 0 | 0 | 0
02.11. | 6 | 982.6013 |  | 982.6013 | 0 | 0 | 0 | 0
02.11. | 7 | 975.2134 |  | 975.2134 | 0 | 0 | 0 | 0
02.11. | 8 | 982.6013 |  | 982.6013 | 0 | 0 | 0 | 0
02.11. | 9 | 985.064 |  | 985.064 | 0 | 0 | 0 | 0
02.11. | 10 | 953.0494 |  | 953.0494 | 0 | 0 | 0 | 0
02.11. | 11 | 940.7361 |  | 940.7361 | 0 | 0 | 0 | 0
02.11. | 12 | 977.676 |  | 977.676 | 0 | 0 | 0 | 0
02.11. | 13 | 972.7507 |  | 972.7507 | 0 | 0 | 0 | 0
02.11. | 14 | 935.8108 |  | 935.8108 | 0 | 0 | 0 | 0
02.11. | 15 | 911.1842 |  | 911.1842 | 0 | 0 | 0 | 0
02.11. | 16 | 893.9456 |  | 893.9456 | 0 | 0 | 0 | 0
02.11. | 17 | 911.1842 |  | 911.1842 | 0 | 0 | 0 | 0
02.11. | 18 | 921.0348 |  | 921.0348 | 0 | 0 | 0 | 0
02.11. | 19 | 921.0348 |  | 921.0348 | 0 | 0 | 0 | 0
02.11. | 20 | 923.4975 |  | 923.4975 | 0 | 0 | 0 | 0
02.11. | 21 | 933.3481 |  | 933.3481 | 0 | 0 | 0 | 0
02.11. | 22 | 930.8855 |  | 930.8855 | 0 | 0 | 0 | 0
02.11. | 23 | 916.1095 |  | 916.1095 | 0 | 0 | 0 | 0
02.11. | 24 | 908.7215 |  | 908.7215 | 0 | 0 | 0 | 0
03.11. | 1 | 891.4829 |  | 891.4829 | 0 | 0 | 0 | 0
03.11. | 2 | 891.4829 |  | 891.4829 | 0 | 0 | 0 | 0
03.11. | 3 | 881.6323 |  | 881.6323 | 0 | 0 | 0 | 0
03.11. | 4 | 871.7816 |  | 871.7816 | 0 | 0 | 0 | 0
03.11. | 5 | 869.319 |  | 869.319 | 0 | 0 | 0 | 0
03.11. | 6 | 857.0057 |  | 857.0057 | 0 | 0 | 0 | 0
03.11. | 7 | 871.7816 |  | 871.7816 | 0 | 0 | 0 | 0
03.11. | 8 | 866.8563 |  | 866.8563 | 0 | 0 | 0 | 0
03.11. | 9 | 864.3937 |  | 864.3937 | 0 | 0 | 0 | 0
03.11. | 10 | 842.2297 |  | 842.2297 | 0 | 0 | 0 | 0
03.11. | 11 | 810.2151 |  | 810.2151 | 0 | 0 | 0 | 0
03.11. | 12 | 792.9765 |  | 792.9765 | 0 | 0 | 0 | 0
03.11. | 13 | 800.3645 |  | 800.3645 | 0 | 0 | 0 | 0
03.11. | 14 | 795.4392 |  | 795.4392 | 0 | 0 | 0 | 0
03.11. | 15 | 797.9018 |  | 797.9018 | 0 | 0 | 0 | 0
03.11. | 16 | 768.3499 |  | 768.3499 | 0 | 0 | 0 | 0
03.11. | 17 | 778.2006 |  | 778.2006 | 0 | 0 | 0 | 0
03.11. | 18 | 800.3645 |  | 800.3645 | 0 | 0 | 0 | 0
03.11. | 19 | 802.8272 |  | 802.8272 | 0 | 0 | 0 | 0
03.11. | 20 | 802.8272 |  | 802.8272 | 0 | 0 | 0 | 0
03.11. | 21 | 805.2898 |  | 805.2898 | 0 | 0 | 0 | 0
03.11. | 22 | 842.2297 |  | 842.2297 | 0 | 0 | 0 | 0
03.11. | 23 | 871.7816 |  | 871.7816 | 0 | 0 | 0 | 0
03.11. | 24 | 876.707 |  | 876.707 | 0 | 0 | 0 | 0
04.11. | 1 | 879.1696 |  | 879.1696 | 0 | 0 | 0 | 0
04.11. | 2 | 876.707 |  | 876.707 | 0 | 0 | 0 | 0
04.11. | 3 | 874.2443 |  | 874.2443 | 0 | 0 | 0 | 0
04.11. | 4 | 849.6177 |  | 849.6177 | 0 | 0 | 0 | 0
04.11. | 5 | 861.931 |  | 861.931 | 0 | 0 | 0 | 0
04.11. | 6 | 857.0057 |  | 857.0057 | 0 | 0 | 0 | 0
04.11. | 7 | 864.3937 |  | 864.3937 | 0 | 0 | 0 | 0
04.11. | 8 | 866.8563 |  | 866.8563 | 0 | 0 | 0 | 0
04.11. | 9 | 866.8563 |  | 866.8563 | 0 | 0 | 0 | 0
04.11. | 10 | 852.0804 |  | 852.0804 | 0 | 0 | 0 | 0
04.11. | 11 | 844.6924 |  | 844.6924 | 0 | 0 | 0 | 0
04.11. | 12 | 847.155 |  | 847.155 | 0 | 0 | 0 | 0
04.11. | 13 | 837.3044 |  | 837.3044 | 0 | 0 | 0 | 0
04.11. | 14 | 842.2297 |  | 842.2297 | 0 | 0 | 0 | 0
04.11. | 15 | 834.8417 |  | 834.8417 | 0 | 0 | 0 | 0
04.11. | 16 | 852.0804 |  | 852.0804 | 0 | 0 | 0 | 0
04.11. | 17 | 886.5576 |  | 886.5576 | 0 | 0 | 0 | 0
04.11. | 18 | 864.3937 |  | 864.3937 | 0 | 0 | 0 | 0
04.11. | 19 | 908.7215 |  | 908.7215 | 0 | 0 | 0 | 0
04.11. | 20 | 916.1095 |  | 916.1095 | 0 | 0 | 0 | 0
04.11. | 21 | 923.4975 |  | 923.4975 | 0 | 0 | 0 | 0
04.11. | 22 | 928.4228 |  | 928.4228 | 0 | 0 | 0 | 0
04.11. | 23 | 930.8855 |  | 930.8855 | 0 | 0 | 0 | 0
04.11. | 24 | 943.1988 |  | 943.1988 | 0 | 0 | 0 | 0
05.11. | 1 | 933.3481 |  | 933.3481 | 0 | 0 | 0 | 0
05.11. | 2 | 935.8108 |  | 935.8108 | 0 | 0 | 0 | 0
05.11. | 3 | 938.2735 |  | 938.2735 | 0 | 0 | 0 | 0
05.11. | 4 | 930.8855 |  | 930.8855 | 0 | 0 | 0 | 0
05.11. | 5 | 923.4975 |  | 923.4975 | 0 | 0 | 0 | 0
05.11. | 6 | 918.5722 |  | 918.5722 | 0 | 0 | 0 | 0
05.11. | 7 | 945.6614 |  | 945.6614 | 0 | 0 | 0 | 0
05.11. | 8 | 953.0494 |  | 953.0494 | 0 | 0 | 0 | 0
05.11. | 9 | 921.0348 |  | 921.0348 | 0 | 0 | 0 | 0
05.11. | 10 | 953.0494 |  | 953.0494 | 0 | 0 | 0 | 0
05.11. | 11 | 955.5121 |  | 955.5121 | 0 | 0 | 0 | 0
05.11. | 12 | 953.0494 |  | 953.0494 | 0 | 0 | 0 | 0
05.11. | 13 | 948.1241 |  | 948.1241 | 0 | 0 | 0 | 0
05.11. | 14 | 921.0348 |  | 921.0348 | 0 | 0 | 0 | 0
05.11. | 15 | 921.0348 |  | 921.0348 | 0 | 0 | 0 | 0
05.11. | 16 | 948.1241 |  | 948.1241 | 0 | 0 | 0 | 0
05.11. | 17 | 985.064 |  | 985.064 | 0 | 0 | 0 | 0
05.11. | 18 | 1071.2571 |  | 1071.2571 | 0 | 0 | 0 | 0
05.11. | 19 | 1137.7489 |  | 1137.7489 | 0 | 0 | 0 | 0
05.11. | 20 | 1167.3008 |  | 1167.3008 | 0 | 0 | 0 | 0
05.11. | 21 | 1172.2262 |  | 1172.2262 | 0 | 0 | 0 | 0
05.11. | 22 | 1177.1515 |  | 1177.1515 | 0 | 0 | 0 | 0
05.11. | 23 | 1167.3008 |  | 1167.3008 | 0 | 0 | 0 | 0
05.11. | 24 | 1159.9129 |  | 1159.9129 | 0 | 0 | 0 | 0
06.11. | 1 | 1140.2116 |  | 1140.2116 | 0 | 0 | 0 | 0
06.11. | 2 | 1137.7489 |  | 1137.7489 | 0 | 0 | 0 | 0
06.11. | 3 | 1147.5996 |  | 1147.5996 | 0 | 0 | 0 | 0
06.11. | 4 | 1145.1369 |  | 1145.1369 | 0 | 0 | 0 | 0
06.11. | 5 | 1140.2116 |  | 1140.2116 | 0 | 0 | 0 | 0
06.11. | 6 | 1118.0476 |  | 1118.0476 | 0 | 0 | 0 | 0
06.11. | 7 | 1125.4356 |  | 1125.4356 | 0 | 0 | 0 | 0
06.11. | 8 | 1125.4356 |  | 1125.4356 | 0 | 0 | 0 | 0
06.11. | 9 | 1125.4356 |  | 1125.4356 | 0 | 0 | 0 | 0
06.11. | 10 | 1108.197 |  | 1108.197 | 0 | 0 | 0 | 0
06.11. | 11 | 1081.1077 |  | 1081.1077 | 0 | 0 | 0 | 0
06.11. | 12 | 1066.3318 |  | 1066.3318 | 0 | 0 | 0 | 0
06.11. | 13 | 1054.0185 |  | 1054.0185 | 0 | 0 | 0 | 0
06.11. | 14 | 1041.7052 |  | 1041.7052 | 0 | 0 | 0 | 0
06.11. | 15 | 1083.5704 |  | 1083.5704 | 0 | 0 | 0 | 0
06.11. | 16 | 1046.6305 |  | 1046.6305 | 0 | 0 | 0 | 0
06.11. | 17 | 1068.7944 |  | 1068.7944 | 0 | 0 | 0 | 0
06.11. | 18 | 1105.7343 |  | 1105.7343 | 0 | 0 | 0 | 0
06.11. | 19 | 1095.8837 |  | 1095.8837 | 0 | 0 | 0 | 0
06.11. | 20 | 1090.9584 |  | 1090.9584 | 0 | 0 | 0 | 0
06.11. | 21 | 1118.0476 |  | 1118.0476 | 0 | 0 | 0 | 0
06.11. | 22 | 1118.0476 |  | 1118.0476 | 0 | 0 | 0 | 0
06.11. | 23 | 1103.2717 |  | 1103.2717 | 0 | 0 | 0 | 0
06.11. | 24 | 1100.809 |  | 1100.809 | 0 | 0 | 0 | 0
07.11. | 1 | 1127.8983 |  | 1127.8983 | 0 | 0 | 0 | 0
07.11. | 2 | 1103.2717 |  | 1103.2717 | 0 | 0 | 0 | 0
07.11. | 3 | 1105.7343 |  | 1105.7343 | 0 | 0 | 0 | 0
07.11. | 4 | 1103.2717 |  | 1103.2717 | 0 | 0 | 0 | 0
07.11. | 5 | 1103.2717 |  | 1103.2717 | 0 | 0 | 0 | 0
07.11. | 6 | 1105.7343 |  | 1105.7343 | 0 | 0 | 0 | 0
07.11. | 7 | 1110.6597 |  | 1110.6597 | 0 | 0 | 0 | 0
07.11. | 8 | 1078.6451 |  | 1078.6451 | 0 | 0 | 0 | 0
07.11. | 9 | 1068.7944 |  | 1068.7944 | 0 | 0 | 0 | 0
07.11. | 10 | 1113.1223 |  | 1113.1223 | 0 | 0 | 0 | 0
07.11. | 11 | 1081.1077 |  | 1081.1077 | 0 | 0 | 0 | 0
07.11. | 12 | 1066.3318 |  | 1066.3318 | 0 | 0 | 0 | 0
07.11. | 13 | 1108.197 |  | 1108.197 | 0 | 0 | 0 | 0
07.11. | 14 | 1063.8691 |  | 1063.8691 | 0 | 0 | 0 | 0
07.11. | 15 | 1044.1678 |  | 1044.1678 | 0 | 0 | 0 | 0
07.11. | 16 | 1034.3172 |  | 1034.3172 | 0 | 0 | 0 | 0
07.11. | 17 | 1071.2571 |  | 1071.2571 | 0 | 0 | 0 | 0
07.11. | 18 | 1113.1223 |  | 1113.1223 | 0 | 0 | 0 | 0
07.11. | 19 | 1122.973 |  | 1122.973 | 0 | 0 | 0 | 0
07.11. | 20 | 1130.3609 |  | 1130.3609 | 0 | 0 | 0 | 0
07.11. | 21 | 1130.3609 |  | 1130.3609 | 0 | 0 | 0 | 0
07.11. | 22 | 1118.0476 |  | 1118.0476 | 0 | 0 | 0 | 0
07.11. | 23 | 1122.973 |  | 1122.973 | 0 | 0 | 0 | 0
07.11. | 24 | 1118.0476 |  | 1118.0476 | 0 | 0 | 0 | 0
08.11. | 1 | 1118.0476 |  | 1118.0476 | 0 | 0 | 0 | 0
08.11. | 2 | 1115.585 |  | 1115.585 | 0 | 0 | 0 | 0
08.11. | 3 | 1135.2863 |  | 1135.2863 | 0 | 0 | 0 | 0
08.11. | 4 | 1130.3609 |  | 1130.3609 | 0 | 0 | 0 | 0
08.11. | 5 | 1118.0476 |  | 1118.0476 | 0 | 0 | 0 | 0
08.11. | 6 | 1105.7343 |  | 1105.7343 | 0 | 0 | 0 | 0
08.11. | 7 | 1076.1824 |  | 1076.1824 | 0 | 0 | 0 | 0
08.11. | 8 | 1009.6906 |  | 1009.6906 | 0 | 0 | 0 | 0
08.11. | 9 | 1019.5412 |  | 1019.5412 | 0 | 0 | 0 | 0
08.11. | 10 | 1076.1824 |  | 1076.1824 | 0 | 0 | 0 | 0
08.11. | 11 | 1051.5558 |  | 1051.5558 | 0 | 0 | 0 | 0
08.11. | 12 | 1066.3318 |  | 1066.3318 | 0 | 0 | 0 | 0
08.11. | 13 | 1046.6305 |  | 1046.6305 | 0 | 0 | 0 | 0
08.11. | 14 | 1068.7944 |  | 1068.7944 | 0 | 0 | 0 | 0
08.11. | 15 | 1061.4065 |  | 1061.4065 | 0 | 0 | 0 | 0
08.11. | 16 | 1054.0185 |  | 1054.0185 | 0 | 0 | 0 | 0
08.11. | 17 | 1058.9438 |  | 1058.9438 | 0 | 0 | 0 | 0
08.11. | 18 | 1046.6305 |  | 1046.6305 | 0 | 0 | 0 | 0
08.11. | 19 | 1130.3609 |  | 1130.3609 | 0 | 0 | 0 | 0
08.11. | 20 | 1132.8236 |  | 1132.8236 | 0 | 0 | 0 | 0
08.11. | 21 | 1130.3609 |  | 1130.3609 | 0 | 0 | 0 | 0
08.11. | 22 | 1122.973 |  | 1122.973 | 0 | 0 | 0 | 0
08.11. | 23 | 1113.1223 |  | 1113.1223 | 0 | 0 | 0 | 0
08.11. | 24 | 1108.197 |  | 1108.197 | 0 | 0 | 0 | 0
09.11. | 1 | 1061.4065 |  | 1061.4065 | 0 | 0 | 0 | 0
09.11. | 2 | 1044.1678 |  | 1044.1678 | 0 | 0 | 0 | 0
09.11. | 3 | 1041.7052 |  | 1041.7052 | 0 | 0 | 0 | 0
09.11. | 4 | 1039.2425 |  | 1039.2425 | 0 | 0 | 0 | 0
09.11. | 5 | 1039.2425 |  | 1039.2425 | 0 | 0 | 0 | 0
09.11. | 6 | 1034.3172 |  | 1034.3172 | 0 | 0 | 0 | 0
09.11. | 7 | 1036.7799 |  | 1036.7799 | 0 | 0 | 0 | 0
09.11. | 8 | 1034.3172 |  | 1034.3172 | 0 | 0 | 0 | 0
09.11. | 9 | 985.064 |  | 985.064 | 0 | 0 | 0 | 0
09.11. | 10 | 967.8254 |  | 967.8254 | 0 | 0 | 0 | 0
09.11. | 11 | 953.0494 |  | 953.0494 | 0 | 0 | 0 | 0
09.11. | 12 | 962.9001 |  | 962.9001 | 0 | 0 | 0 | 0
09.11. | 13 | 965.3627 |  | 965.3627 | 0 | 0 | 0 | 0
09.11. | 14 | 972.7507 |  | 972.7507 | 0 | 0 | 0 | 0
09.11. | 15 | 935.8108 |  | 935.8108 | 0 | 0 | 0 | 0
09.11. | 16 | 928.4228 |  | 928.4228 | 0 | 0 | 0 | 0
09.11. | 17 | 940.7361 |  | 940.7361 | 0 | 0 | 0 | 0
09.11. | 18 | 980.1387 |  | 980.1387 | 0 | 0 | 0 | 0
09.11. | 19 | 1041.7052 |  | 1041.7052 | 0 | 0 | 0 | 0
09.11. | 20 | 1051.5558 |  | 1051.5558 | 0 | 0 | 0 | 0
09.11. | 21 | 1058.9438 |  | 1058.9438 | 0 | 0 | 0 | 0
09.11. | 22 | 1056.4811 |  | 1056.4811 | 0 | 0 | 0 | 0
09.11. | 23 | 1036.7799 |  | 1036.7799 | 0 | 0 | 0 | 0
09.11. | 24 | 1017.0786 |  | 1017.0786 | 0 | 0 | 0 | 0
10.11. | 1 | 999.84 |  | 999.84 | 0 | 0 | 0 | 0
10.11. | 2 | 985.064 |  | 985.064 | 0 | 0 | 0 | 0
10.11. | 3 | 985.064 |  | 985.064 | 0 | 0 | 0 | 0
10.11. | 4 | 982.6013 |  | 982.6013 | 0 | 0 | 0 | 0
10.11. | 5 | 982.6013 |  | 982.6013 | 0 | 0 | 0 | 0
10.11. | 6 | 980.1387 |  | 980.1387 | 0 | 0 | 0 | 0
10.11. | 7 | 980.1387 |  | 980.1387 | 0 | 0 | 0 | 0
10.11. | 8 | 977.676 |  | 977.676 | 0 | 0 | 0 | 0
10.11. | 9 | 948.1241 |  | 948.1241 | 0 | 0 | 0 | 0
10.11. | 10 | 901.3336 |  | 901.3336 | 0 | 0 | 0 | 0
10.11. | 11 | 886.5576 |  | 886.5576 | 0 | 0 | 0 | 0
10.11. | 12 | 839.7671 |  | 839.7671 | 0 | 0 | 0 | 0
10.11. | 13 | 829.9164 |  | 829.9164 | 0 | 0 | 0 | 0
10.11. | 14 | 834.8417 |  | 834.8417 | 0 | 0 | 0 | 0
10.11. | 15 | 837.3044 |  | 837.3044 | 0 | 0 | 0 | 0
10.11. | 16 | 822.5284 |  | 822.5284 | 0 | 0 | 0 | 0
10.11. | 17 | 824.9911 |  | 824.9911 | 0 | 0 | 0 | 0
10.11. | 18 | 857.0057 |  | 857.0057 | 0 | 0 | 0 | 0
10.11. | 19 | 925.9602 |  | 925.9602 | 0 | 0 | 0 | 0
10.11. | 20 | 982.6013 |  | 982.6013 | 0 | 0 | 0 | 0
10.11. | 21 | 982.6013 |  | 982.6013 | 0 | 0 | 0 | 0
10.11. | 22 | 982.6013 |  | 982.6013 | 0 | 0 | 0 | 0
10.11. | 23 | 962.9001 |  | 962.9001 | 0 | 0 | 0 | 0
10.11. | 24 | 948.1241 |  | 948.1241 | 0 | 0 | 0 | 0
11.11. | 1 | 965.3627 |  | 965.3627 | 0 | 0 | 0 | 0
11.11. | 2 | 975.2134 |  | 975.2134 | 0 | 0 | 0 | 0
11.11. | 3 | 967.8254 |  | 967.8254 | 0 | 0 | 0 | 0
11.11. | 4 | 953.0494 |  | 953.0494 | 0 | 0 | 0 | 0
11.11. | 5 | 943.1988 |  | 943.1988 | 0 | 0 | 0 | 0
11.11. | 6 | 935.8108 |  | 935.8108 | 0 | 0 | 0 | 0
11.11. | 7 | 916.1095 |  | 916.1095 | 0 | 0 | 0 | 0
11.11. | 8 | 916.1095 |  | 916.1095 | 0 | 0 | 0 | 0
11.11. | 9 | 898.8709 |  | 898.8709 | 0 | 0 | 0 | 0
11.11. | 10 | 893.9456 |  | 893.9456 | 0 | 0 | 0 | 0
11.11. | 11 | 889.0203 |  | 889.0203 | 0 | 0 | 0 | 0
11.11. | 12 | 891.4829 |  | 891.4829 | 0 | 0 | 0 | 0
11.11. | 13 | 866.8563 |  | 866.8563 | 0 | 0 | 0 | 0
11.11. | 14 | 847.155 |  | 847.155 | 0 | 0 | 0 | 0
11.11. | 15 | 839.7671 |  | 839.7671 | 0 | 0 | 0 | 0
11.11. | 16 | 839.7671 |  | 839.7671 | 0 | 0 | 0 | 0
11.11. | 17 | 857.0057 |  | 857.0057 | 0 | 0 | 0 | 0
11.11. | 18 | 893.9456 |  | 893.9456 | 0 | 0 | 0 | 0
11.11. | 19 | 953.0494 |  | 953.0494 | 0 | 0 | 0 | 0
11.11. | 20 | 957.9747 |  | 957.9747 | 0 | 0 | 0 | 0
11.11. | 21 | 960.4374 |  | 960.4374 | 0 | 0 | 0 | 0
11.11. | 22 | 948.1241 |  | 948.1241 | 0 | 0 | 0 | 0
11.11. | 23 | 943.1988 |  | 943.1988 | 0 | 0 | 0 | 0
11.11. | 24 | 940.7361 |  | 940.7361 | 0 | 0 | 0 | 0
12.11. | 1 | 918.5722 |  | 918.5722 | 0 | 0 | 0 | 0
12.11. | 2 | 913.6469 |  | 913.6469 | 0 | 0 | 0 | 0
12.11. | 3 | 906.2589 |  | 906.2589 | 0 | 0 | 0 | 0
12.11. | 4 | 898.8709 |  | 898.8709 | 0 | 0 | 0 | 0
12.11. | 5 | 898.8709 |  | 898.8709 | 0 | 0 | 0 | 0
12.11. | 6 | 906.2589 |  | 906.2589 | 0 | 0 | 0 | 0
12.11. | 7 | 913.6469 |  | 913.6469 | 0 | 0 | 0 | 0
12.11. | 8 | 935.8108 |  | 935.8108 | 0 | 0 | 0 | 0
12.11. | 9 | 918.5722 |  | 918.5722 | 0 | 0 | 0 | 0
12.11. | 10 | 908.7215 |  | 908.7215 | 0 | 0 | 0 | 0
12.11. | 11 | 906.2589 |  | 906.2589 | 0 | 0 | 0 | 0
12.11. | 12 | 893.9456 |  | 893.9456 | 0 | 0 | 0 | 0
12.11. | 13 | 913.6469 |  | 913.6469 | 0 | 0 | 0 | 0
12.11. | 14 | 916.1095 |  | 916.1095 | 0 | 0 | 0 | 0
12.11. | 15 | 925.9602 |  | 925.9602 | 0 | 0 | 0 | 0
12.11. | 16 | 925.9602 |  | 925.9602 | 0 | 0 | 0 | 0
12.11. | 17 | 975.2134 |  | 975.2134 | 0 | 0 | 0 | 0
12.11. | 18 | 1058.9438 |  | 1058.9438 | 0 | 0 | 0 | 0
12.11. | 19 | 1073.7198 |  | 1073.7198 | 0 | 0 | 0 | 0
12.11. | 20 | 1076.1824 |  | 1076.1824 | 0 | 0 | 0 | 0
12.11. | 21 | 1061.4065 |  | 1061.4065 | 0 | 0 | 0 | 0
12.11. | 22 | 1063.8691 |  | 1063.8691 | 0 | 0 | 0 | 0
12.11. | 23 | 1061.4065 |  | 1061.4065 | 0 | 0 | 0 | 0
12.11. | 24 | 1061.4065 |  | 1061.4065 | 0 | 0 | 0 | 0
13.11. | 1 | 1024.4666 |  | 1024.4666 | 0 | 0 | 0 | 0
13.11. | 2 | 1012.1533 |  | 1012.1533 | 0 | 0 | 0 | 0
13.11. | 3 | 975.2134 |  | 975.2134 | 0 | 0 | 0 | 0
13.11. | 4 | 972.7507 |  | 972.7507 | 0 | 0 | 0 | 0
13.11. | 5 | 972.7507 |  | 972.7507 | 0 | 0 | 0 | 0
13.11. | 6 | 965.3627 |  | 965.3627 | 0 | 0 | 0 | 0
13.11. | 7 | 1029.3919 |  | 1029.3919 | 0 | 0 | 0 | 0
13.11. | 8 | 1056.4811 |  | 1056.4811 | 0 | 0 | 0 | 0
13.11. | 9 | 1046.6305 |  | 1046.6305 | 0 | 0 | 0 | 0
13.11. | 10 | 1061.4065 |  | 1061.4065 | 0 | 0 | 0 | 0
13.11. | 11 | 1019.5412 |  | 1019.5412 | 0 | 0 | 0 | 0
13.11. | 12 | 1004.7653 |  | 1004.7653 | 0 | 0 | 0 | 0
13.11. | 13 | 999.84 |  | 999.84 | 0 | 0 | 0 | 0
13.11. | 14 | 997.3773 |  | 997.3773 | 0 | 0 | 0 | 0
13.11. | 15 | 1026.9292 |  | 1026.9292 | 0 | 0 | 0 | 0
13.11. | 16 | 1036.7799 |  | 1036.7799 | 0 | 0 | 0 | 0
13.11. | 17 | 1081.1077 |  | 1081.1077 | 0 | 0 | 0 | 0
13.11. | 18 | 1142.6742 |  | 1142.6742 | 0 | 0 | 0 | 0
13.11. | 19 | 1189.4648 |  | 1189.4648 | 0 | 0 | 0 | 0
13.11. | 20 | 1187.0021 |  | 1187.0021 | 0 | 0 | 0 | 0
13.11. | 21 | 1199.3154 |  | 1199.3154 | 0 | 0 | 0 | 0
13.11. | 22 | 1196.8528 |  | 1196.8528 | 0 | 0 | 0 | 0
13.11. | 23 | 1194.3901 |  | 1194.3901 | 0 | 0 | 0 | 0
13.11. | 24 | 1184.5395 |  | 1184.5395 | 0 | 0 | 0 | 0
14.11. | 1 | 1110.6597 |  | 1110.6597 | 0 | 0 | 0 | 0
14.11. | 2 | 1113.1223 |  | 1113.1223 | 0 | 0 | 0 | 0
14.11. | 3 | 1103.2717 |  | 1103.2717 | 0 | 0 | 0 | 0
14.11. | 4 | 1086.0331 |  | 1086.0331 | 0 | 0 | 0 | 0
14.11. | 5 | 1046.6305 |  | 1046.6305 | 0 | 0 | 0 | 0
14.11. | 6 | 1076.1824 |  | 1076.1824 | 0 | 0 | 0 | 0
14.11. | 7 | 1088.4957 |  | 1088.4957 | 0 | 0 | 0 | 0
14.11. | 8 | 1154.9875 |  | 1154.9875 | 0 | 0 | 0 | 0
14.11. | 9 | 1179.6141 |  | 1179.6141 | 0 | 0 | 0 | 0
14.11. | 10 | 1157.4502 |  | 1157.4502 | 0 | 0 | 0 | 0
14.11. | 11 | 1083.5704 |  | 1083.5704 | 0 | 0 | 0 | 0
14.11. | 12 | 1103.2717 |  | 1103.2717 | 0 | 0 | 0 | 0
14.11. | 13 | 1115.585 |  | 1115.585 | 0 | 0 | 0 | 0
14.11. | 14 | 1135.2863 |  | 1135.2863 | 0 | 0 | 0 | 0
14.11. | 15 | 1172.2262 |  | 1172.2262 | 0 | 0 | 0 | 0
14.11. | 16 | 1122.973 |  | 1122.973 | 0 | 0 | 0 | 0
14.11. | 17 | 1184.5395 |  | 1184.5395 | 0 | 0 | 0 | 0
14.11. | 18 | 1196.8528 |  | 1196.8528 | 0 | 0 | 0 | 0
14.11. | 19 | 1162.3755 |  | 1162.3755 | 0 | 0 | 0 | 0
14.11. | 20 | 1191.9274 |  | 1191.9274 | 0 | 0 | 0 | 0
14.11. | 21 | 1191.9274 |  | 1191.9274 | 0 | 0 | 0 | 0
14.11. | 22 | 1179.6141 |  | 1179.6141 | 0 | 0 | 0 | 0
14.11. | 23 | 1174.6888 |  | 1174.6888 | 0 | 0 | 0 | 0
14.11. | 24 | 1179.6141 |  | 1179.6141 | 0 | 0 | 0 | 0
15.11. | 1 | 1162.3755 |  | 1162.3755 | 0 | 0 | 0 | 0
15.11. | 2 | 1164.8382 |  | 1164.8382 | 0 | 0 | 0 | 0
15.11. | 3 | 1164.8382 |  | 1164.8382 | 0 | 0 | 0 | 0
15.11. | 4 | 1184.5395 |  | 1184.5395 | 0 | 0 | 0 | 0
15.11. | 5 | 1189.4648 |  | 1189.4648 | 0 | 0 | 0 | 0
15.11. | 6 | 1177.1515 |  | 1177.1515 | 0 | 0 | 0 | 0
15.11. | 7 | 1162.3755 |  | 1162.3755 | 0 | 0 | 0 | 0
15.11. | 8 | 1169.7635 |  | 1169.7635 | 0 | 0 | 0 | 0
15.11. | 9 | 1162.3755 |  | 1162.3755 | 0 | 0 | 0 | 0
15.11. | 10 | 1164.8382 |  | 1164.8382 | 0 | 0 | 0 | 0
15.11. | 11 | 1150.0622 |  | 1150.0622 | 0 | 0 | 0 | 0
15.11. | 12 | 1152.5249 |  | 1152.5249 | 0 | 0 | 0 | 0
15.11. | 13 | 1154.9875 |  | 1154.9875 | 0 | 0 | 0 | 0
15.11. | 14 | 1159.9129 |  | 1159.9129 | 0 | 0 | 0 | 0
15.11. | 15 | 1179.6141 |  | 1179.6141 | 0 | 0 | 0 | 0
15.11. | 16 | 1157.4502 |  | 1157.4502 | 0 | 0 | 0 | 0
15.11. | 17 | 1179.6141 |  | 1179.6141 | 0 | 0 | 0 | 0
15.11. | 18 | 1201.7781 |  | 1201.7781 | 0 | 0 | 0 | 0
15.11. | 19 | 1219.0167 |  | 1219.0167 | 0 | 0 | 0 | 0
15.11. | 20 | 1221.4794 |  | 1221.4794 | 0 | 0 | 0 | 0
15.11. | 21 | 1226.4047 |  | 1226.4047 | 0 | 0 | 0 | 0
15.11. | 22 | 1219.0167 |  | 1219.0167 | 0 | 0 | 0 | 0
15.11. | 23 | 1216.554 |  | 1216.554 | 0 | 0 | 0 | 0
15.11. | 24 | 1204.2407 |  | 1204.2407 | 0 | 0 | 0 | 0
16.11. | 1 | 1137.7489 |  | 1137.7489 | 0 | 0 | 0 | 0
16.11. | 2 | 1110.6597 |  | 1110.6597 | 0 | 0 | 0 | 0
16.11. | 3 | 1103.2717 |  | 1103.2717 | 0 | 0 | 0 | 0
16.11. | 4 | 1103.2717 |  | 1103.2717 | 0 | 0 | 0 | 0
16.11. | 5 | 1137.7489 |  | 1137.7489 | 0 | 0 | 0 | 0
16.11. | 6 | 1135.2863 |  | 1135.2863 | 0 | 0 | 0 | 0
16.11. | 7 | 1145.1369 |  | 1145.1369 | 0 | 0 | 0 | 0
16.11. | 8 | 1152.5249 |  | 1152.5249 | 0 | 0 | 0 | 0
16.11. | 9 | 1137.7489 |  | 1137.7489 | 0 | 0 | 0 | 0
16.11. | 10 | 1135.2863 |  | 1135.2863 | 0 | 0 | 0 | 0
16.11. | 11 | 1140.2116 |  | 1140.2116 | 0 | 0 | 0 | 0
16.11. | 12 | 1120.5103 |  | 1120.5103 | 0 | 0 | 0 | 0
16.11. | 13 | 1103.2717 |  | 1103.2717 | 0 | 0 | 0 | 0
16.11. | 14 | 1120.5103 |  | 1120.5103 | 0 | 0 | 0 | 0
16.11. | 15 | 1145.1369 |  | 1145.1369 | 0 | 0 | 0 | 0
16.11. | 16 | 1162.3755 |  | 1162.3755 | 0 | 0 | 0 | 0
16.11. | 17 | 1206.7034 |  | 1206.7034 | 0 | 0 | 0 | 0
16.11. | 18 | 1243.6433 |  | 1243.6433 | 0 | 0 | 0 | 0
16.11. | 19 | 1241.1806 |  | 1241.1806 | 0 | 0 | 0 | 0
16.11. | 20 | 1246.106 |  | 1246.106 | 0 | 0 | 0 | 0
16.11. | 21 | 1241.1806 |  | 1241.1806 | 0 | 0 | 0 | 0
16.11. | 22 | 1231.33 |  | 1231.33 | 0 | 0 | 0 | 0
16.11. | 23 | 1209.1661 |  | 1209.1661 | 0 | 0 | 0 | 0
16.11. | 24 | 1206.7034 |  | 1206.7034 | 0 | 0 | 0 | 0
17.11. | 1 | 1182.0768 |  | 1182.0768 | 0 | 0 | 0 | 0
17.11. | 2 | 1174.6888 |  | 1174.6888 | 0 | 0 | 0 | 0
17.11. | 3 | 1164.8382 |  | 1164.8382 | 0 | 0 | 0 | 0
17.11. | 4 | 1157.4502 |  | 1157.4502 | 0 | 0 | 0 | 0
17.11. | 5 | 1159.9129 |  | 1159.9129 | 0 | 0 | 0 | 0
17.11. | 6 | 1154.9875 |  | 1154.9875 | 0 | 0 | 0 | 0
17.11. | 7 | 1159.9129 |  | 1159.9129 | 0 | 0 | 0 | 0
17.11. | 8 | 1154.9875 |  | 1154.9875 | 0 | 0 | 0 | 0
17.11. | 9 | 1118.0476 |  | 1118.0476 | 0 | 0 | 0 | 0
17.11. | 10 | 1113.1223 |  | 1113.1223 | 0 | 0 | 0 | 0
17.11. | 11 | 1095.8837 |  | 1095.8837 | 0 | 0 | 0 | 0
17.11. | 12 | 1095.8837 |  | 1095.8837 | 0 | 0 | 0 | 0
17.11. | 13 | 1118.0476 |  | 1118.0476 | 0 | 0 | 0 | 0
17.11. | 14 | 1142.6742 |  | 1142.6742 | 0 | 0 | 0 | 0
17.11. | 15 | 1135.2863 |  | 1135.2863 | 0 | 0 | 0 | 0
17.11. | 16 | 1100.809 |  | 1100.809 | 0 | 0 | 0 | 0
17.11. | 17 | 1132.8236 |  | 1132.8236 | 0 | 0 | 0 | 0
17.11. | 18 | 1135.2863 |  | 1135.2863 | 0 | 0 | 0 | 0
17.11. | 19 | 1187.0021 |  | 1187.0021 | 0 | 0 | 0 | 0
17.11. | 20 | 1182.0768 |  | 1182.0768 | 0 | 0 | 0 | 0
17.11. | 21 | 1184.5395 |  | 1184.5395 | 0 | 0 | 0 | 0
17.11. | 22 | 1177.1515 |  | 1177.1515 | 0 | 0 | 0 | 0
17.11. | 23 | 1164.8382 |  | 1164.8382 | 0 | 0 | 0 | 0
17.11. | 24 | 1162.3755 |  | 1162.3755 | 0 | 0 | 0 | 0
18.11. | 1 | 1154.9875 |  | 1154.9875 | 0 | 0 | 0 | 0
18.11. | 2 | 1157.4502 |  | 1157.4502 | 0 | 0 | 0 | 0
18.11. | 3 | 1157.4502 |  | 1157.4502 | 0 | 0 | 0 | 0
18.11. | 4 | 1154.9875 |  | 1154.9875 | 0 | 0 | 0 | 0
18.11. | 5 | 1159.9129 |  | 1159.9129 | 0 | 0 | 0 | 0
18.11. | 6 | 1150.0622 |  | 1150.0622 | 0 | 0 | 0 | 0
18.11. | 7 | 1137.7489 |  | 1137.7489 | 0 | 0 | 0 | 0
18.11. | 8 | 1145.1369 |  | 1145.1369 | 0 | 0 | 0 | 0
18.11. | 9 | 1152.5249 |  | 1152.5249 | 0 | 0 | 0 | 0
18.11. | 10 | 1147.5996 |  | 1147.5996 | 0 | 0 | 0 | 0
18.11. | 11 | 1122.973 |  | 1122.973 | 0 | 0 | 0 | 0
18.11. | 12 | 1081.1077 |  | 1081.1077 | 0 | 0 | 0 | 0
18.11. | 13 | 1103.2717 |  | 1103.2717 | 0 | 0 | 0 | 0
18.11. | 14 | 1095.8837 |  | 1095.8837 | 0 | 0 | 0 | 0
18.11. | 15 | 1095.8837 |  | 1095.8837 | 0 | 0 | 0 | 0
18.11. | 16 | 1081.1077 |  | 1081.1077 | 0 | 0 | 0 | 0
18.11. | 17 | 1081.1077 |  | 1081.1077 | 0 | 0 | 0 | 0
18.11. | 18 | 1100.809 |  | 1100.809 | 0 | 0 | 0 | 0
18.11. | 19 | 1135.2863 |  | 1135.2863 | 0 | 0 | 0 | 0
18.11. | 20 | 1145.1369 |  | 1145.1369 | 0 | 0 | 0 | 0
18.11. | 21 | 1187.0021 |  | 1187.0021 | 0 | 0 | 0 | 0
18.11. | 22 | 1162.3755 |  | 1162.3755 | 0 | 0 | 0 | 0
18.11. | 23 | 1157.4502 |  | 1157.4502 | 0 | 0 | 0 | 0
18.11. | 24 | 1145.1369 |  | 1145.1369 | 0 | 0 | 0 | 0
19.11. | 1 | 1162.3755 |  | 1162.3755 | 0 | 0 | 0 | 0
19.11. | 2 | 1164.8382 |  | 1164.8382 | 0 | 0 | 0 | 0
19.11. | 3 | 1159.9129 |  | 1159.9129 | 0 | 0 | 0 | 0
19.11. | 4 | 1157.4502 |  | 1157.4502 | 0 | 0 | 0 | 0
19.11. | 5 | 1122.973 |  | 1122.973 | 0 | 0 | 0 | 0
19.11. | 6 | 1152.5249 |  | 1152.5249 | 0 | 0 | 0 | 0
19.11. | 7 | 1172.2262 |  | 1172.2262 | 0 | 0 | 0 | 0
19.11. | 8 | 1184.5395 |  | 1184.5395 | 0 | 0 | 0 | 0
19.11. | 9 | 1130.3609 |  | 1130.3609 | 0 | 0 | 0 | 0
19.11. | 10 | 1140.2116 |  | 1140.2116 | 0 | 0 | 0 | 0
19.11. | 11 | 1103.2717 |  | 1103.2717 | 0 | 0 | 0 | 0
19.11. | 12 | 1076.1824 |  | 1076.1824 | 0 | 0 | 0 | 0
19.11. | 13 | 1058.9438 |  | 1058.9438 | 0 | 0 | 0 | 0
19.11. | 14 | 1068.7944 |  | 1068.7944 | 0 | 0 | 0 | 0
19.11. | 15 | 1078.6451 |  | 1078.6451 | 0 | 0 | 0 | 0
19.11. | 16 | 1086.0331 |  | 1086.0331 | 0 | 0 | 0 | 0
19.11. | 17 | 1100.809 |  | 1100.809 | 0 | 0 | 0 | 0
19.11. | 18 | 1110.6597 |  | 1110.6597 | 0 | 0 | 0 | 0
19.11. | 19 | 1174.6888 |  | 1174.6888 | 0 | 0 | 0 | 0
19.11. | 20 | 1172.2262 |  | 1172.2262 | 0 | 0 | 0 | 0
19.11. | 21 | 1194.3901 |  | 1194.3901 | 0 | 0 | 0 | 0
19.11. | 22 | 1169.7635 |  | 1169.7635 | 0 | 0 | 0 | 0
19.11. | 23 | 1164.8382 |  | 1164.8382 | 0 | 0 | 0 | 0
19.11. | 24 | 1157.4502 |  | 1157.4502 | 0 | 0 | 0 | 0
20.11. | 1 | 1012.1533 |  | 1012.1533 | 0 | 0 | 0 | 0
20.11. | 2 | 972.7507 |  | 972.7507 | 0 | 0 | 0 | 0
20.11. | 3 | 957.9747 |  | 957.9747 | 0 | 0 | 0 | 0
20.11. | 4 | 955.5121 |  | 955.5121 | 0 | 0 | 0 | 0
20.11. | 5 | 953.0494 |  | 953.0494 | 0 | 0 | 0 | 0
20.11. | 6 | 967.8254 |  | 967.8254 | 0 | 0 | 0 | 0
20.11. | 7 | 945.6614 |  | 945.6614 | 0 | 0 | 0 | 0
20.11. | 8 | 943.1988 |  | 943.1988 | 0 | 0 | 0 | 0
20.11. | 9 | 945.6614 |  | 945.6614 | 0 | 0 | 0 | 0
20.11. | 10 | 943.1988 |  | 943.1988 | 0 | 0 | 0 | 0
20.11. | 11 | 945.6614 |  | 945.6614 | 0 | 0 | 0 | 0
20.11. | 12 | 911.1842 |  | 911.1842 | 0 | 0 | 0 | 0
20.11. | 13 | 884.0949 |  | 884.0949 | 0 | 0 | 0 | 0
20.11. | 14 | 864.3937 |  | 864.3937 | 0 | 0 | 0 | 0
20.11. | 15 | 849.6177 |  | 849.6177 | 0 | 0 | 0 | 0
20.11. | 16 | 857.0057 |  | 857.0057 | 0 | 0 | 0 | 0
20.11. | 17 | 903.7962 |  | 903.7962 | 0 | 0 | 0 | 0
20.11. | 18 | 940.7361 |  | 940.7361 | 0 | 0 | 0 | 0
20.11. | 19 | 953.0494 |  | 953.0494 | 0 | 0 | 0 | 0
20.11. | 20 | 994.9146 |  | 994.9146 | 0 | 0 | 0 | 0
20.11. | 21 | 994.9146 |  | 994.9146 | 0 | 0 | 0 | 0
20.11. | 22 | 1002.3026 |  | 1002.3026 | 0 | 0 | 0 | 0
20.11. | 23 | 982.6013 |  | 982.6013 | 0 | 0 | 0 | 0
20.11. | 24 | 975.2134 |  | 975.2134 | 0 | 0 | 0 | 0
21.11. | 1 | 903.7962 |  | 903.7962 | 0 | 0 | 0 | 0
21.11. | 2 | 844.6924 |  | 844.6924 | 0 | 0 | 0 | 0
21.11. | 3 | 842.2297 |  | 842.2297 | 0 | 0 | 0 | 0
21.11. | 4 | 839.7671 |  | 839.7671 | 0 | 0 | 0 | 0
21.11. | 5 | 839.7671 |  | 839.7671 | 0 | 0 | 0 | 0
21.11. | 6 | 839.7671 |  | 839.7671 | 0 | 0 | 0 | 0
21.11. | 7 | 839.7671 |  | 839.7671 | 0 | 0 | 0 | 0
21.11. | 8 | 829.9164 |  | 829.9164 | 0 | 0 | 0 | 0
21.11. | 9 | 832.3791 |  | 832.3791 | 0 | 0 | 0 | 0
21.11. | 10 | 820.0658 |  | 820.0658 | 0 | 0 | 0 | 0
21.11. | 11 | 805.2898 |  | 805.2898 | 0 | 0 | 0 | 0
21.11. | 12 | 810.2151 |  | 810.2151 | 0 | 0 | 0 | 0
21.11. | 13 | 817.6031 |  | 817.6031 | 0 | 0 | 0 | 0
21.11. | 14 | 829.9164 |  | 829.9164 | 0 | 0 | 0 | 0
21.11. | 15 | 827.4538 |  | 827.4538 | 0 | 0 | 0 | 0
21.11. | 16 | 839.7671 |  | 839.7671 | 0 | 0 | 0 | 0
21.11. | 17 | 879.1696 |  | 879.1696 | 0 | 0 | 0 | 0
21.11. | 18 | 908.7215 |  | 908.7215 | 0 | 0 | 0 | 0
21.11. | 19 | 980.1387 |  | 980.1387 | 0 | 0 | 0 | 0
21.11. | 20 | 980.1387 |  | 980.1387 | 0 | 0 | 0 | 0
21.11. | 21 | 980.1387 |  | 980.1387 | 0 | 0 | 0 | 0
21.11. | 22 | 992.452 |  | 992.452 | 0 | 0 | 0 | 0
21.11. | 23 | 977.676 |  | 977.676 | 0 | 0 | 0 | 0
21.11. | 24 | 945.6614 |  | 945.6614 | 0 | 0 | 0 | 0
22.11. | 1 | 950.5868 |  | 950.5868 | 0 | 0 | 0 | 0
22.11. | 2 | 938.2735 |  | 938.2735 | 0 | 0 | 0 | 0
22.11. | 3 | 938.2735 |  | 938.2735 | 0 | 0 | 0 | 0
22.11. | 4 | 925.9602 |  | 925.9602 | 0 | 0 | 0 | 0
22.11. | 5 | 918.5722 |  | 918.5722 | 0 | 0 | 0 | 0
22.11. | 6 | 812.6778 |  | 812.6778 | 0 | 0 | 0 | 0
22.11. | 7 | 906.2589 |  | 906.2589 | 0 | 0 | 0 | 0
22.11. | 8 | 884.0949 |  | 884.0949 | 0 | 0 | 0 | 0
22.11. | 9 | 884.0949 |  | 884.0949 | 0 | 0 | 0 | 0
22.11. | 10 | 891.4829 |  | 891.4829 | 0 | 0 | 0 | 0
22.11. | 11 | 893.9456 |  | 893.9456 | 0 | 0 | 0 | 0
22.11. | 12 | 898.8709 |  | 898.8709 | 0 | 0 | 0 | 0
22.11. | 13 | 876.707 |  | 876.707 | 0 | 0 | 0 | 0
22.11. | 14 | 913.6469 |  | 913.6469 | 0 | 0 | 0 | 0
22.11. | 15 | 945.6614 |  | 945.6614 | 0 | 0 | 0 | 0
22.11. | 16 | 938.2735 |  | 938.2735 | 0 | 0 | 0 | 0
22.11. | 17 | 992.452 |  | 992.452 | 0 | 0 | 0 | 0
22.11. | 18 | 1012.1533 |  | 1012.1533 | 0 | 0 | 0 | 0
22.11. | 19 | 1026.9292 |  | 1026.9292 | 0 | 0 | 0 | 0
22.11. | 20 | 1026.9292 |  | 1026.9292 | 0 | 0 | 0 | 0
22.11. | 21 | 1044.1678 |  | 1044.1678 | 0 | 0 | 0 | 0
22.11. | 22 | 1049.0932 |  | 1049.0932 | 0 | 0 | 0 | 0
22.11. | 23 | 1049.0932 |  | 1049.0932 | 0 | 0 | 0 | 0
22.11. | 24 | 1041.7052 |  | 1041.7052 | 0 | 0 | 0 | 0
23.11. | 1 | 1019.5412 |  | 1019.5412 | 0 | 0 | 0 | 0
23.11. | 2 | 1022.0039 |  | 1022.0039 | 0 | 0 | 0 | 0
23.11. | 3 | 1007.2279 |  | 1007.2279 | 0 | 0 | 0 | 0
23.11. | 4 | 1004.7653 |  | 1004.7653 | 0 | 0 | 0 | 0
23.11. | 5 | 1007.2279 |  | 1007.2279 | 0 | 0 | 0 | 0
23.11. | 6 | 1014.6159 |  | 1014.6159 | 0 | 0 | 0 | 0
23.11. | 7 | 1012.1533 |  | 1012.1533 | 0 | 0 | 0 | 0
23.11. | 8 | 1012.1533 |  | 1012.1533 | 0 | 0 | 0 | 0
23.11. | 9 | 1002.3026 |  | 1002.3026 | 0 | 0 | 0 | 0
23.11. | 10 | 1007.2279 |  | 1007.2279 | 0 | 0 | 0 | 0
23.11. | 11 | 1004.7653 |  | 1004.7653 | 0 | 0 | 0 | 0
23.11. | 12 | 997.3773 |  | 997.3773 | 0 | 0 | 0 | 0
23.11. | 13 | 992.452 |  | 992.452 | 0 | 0 | 0 | 0
23.11. | 14 | 989.9893 |  | 989.9893 | 0 | 0 | 0 | 0
23.11. | 15 | 989.9893 |  | 989.9893 | 0 | 0 | 0 | 0
23.11. | 16 | 989.9893 |  | 989.9893 | 0 | 0 | 0 | 0
23.11. | 17 | 1031.8545 |  | 1031.8545 | 0 | 0 | 0 | 0
23.11. | 18 | 1100.809 |  | 1100.809 | 0 | 0 | 0 | 0
23.11. | 19 | 1132.8236 |  | 1132.8236 | 0 | 0 | 0 | 0
23.11. | 20 | 1140.2116 |  | 1140.2116 | 0 | 0 | 0 | 0
23.11. | 21 | 1150.0622 |  | 1150.0622 | 0 | 0 | 0 | 0
23.11. | 22 | 1145.1369 |  | 1145.1369 | 0 | 0 | 0 | 0
23.11. | 23 | 1132.8236 |  | 1132.8236 | 0 | 0 | 0 | 0
23.11. | 24 | 1135.2863 |  | 1135.2863 | 0 | 0 | 0 | 0
24.11. | 1 | 1039.2425 |  | 1039.2425 | 0 | 0 | 0 | 0
24.11. | 2 | 1031.8545 |  | 1031.8545 | 0 | 0 | 0 | 0
24.11. | 3 | 1019.5412 |  | 1019.5412 | 0 | 0 | 0 | 0
24.11. | 4 | 1017.0786 |  | 1017.0786 | 0 | 0 | 0 | 0
24.11. | 5 | 1019.5412 |  | 1019.5412 | 0 | 0 | 0 | 0
24.11. | 6 | 1014.6159 |  | 1014.6159 | 0 | 0 | 0 | 0
24.11. | 7 | 1024.4666 |  | 1024.4666 | 0 | 0 | 0 | 0
24.11. | 8 | 1022.0039 |  | 1022.0039 | 0 | 0 | 0 | 0
24.11. | 9 | 1044.1678 |  | 1044.1678 | 0 | 0 | 0 | 0
24.11. | 10 | 1049.0932 |  | 1049.0932 | 0 | 0 | 0 | 0
24.11. | 11 | 1078.6451 |  | 1078.6451 | 0 | 0 | 0 | 0
24.11. | 12 | 1068.7944 |  | 1068.7944 | 0 | 0 | 0 | 0
24.11. | 13 | 1086.0331 |  | 1086.0331 | 0 | 0 | 0 | 0
24.11. | 14 | 1051.5558 |  | 1051.5558 | 0 | 0 | 0 | 0
24.11. | 15 | 1049.0932 |  | 1049.0932 | 0 | 0 | 0 | 0
24.11. | 16 | 1044.1678 |  | 1044.1678 | 0 | 0 | 0 | 0
24.11. | 17 | 1044.1678 |  | 1044.1678 | 0 | 0 | 0 | 0
24.11. | 18 | 1078.6451 |  | 1078.6451 | 0 | 0 | 0 | 0
24.11. | 19 | 1167.3008 |  | 1167.3008 | 0 | 0 | 0 | 0
24.11. | 20 | 1194.3901 |  | 1194.3901 | 0 | 0 | 0 | 0
24.11. | 21 | 1182.0768 |  | 1182.0768 | 0 | 0 | 0 | 0
24.11. | 22 | 1167.3008 |  | 1167.3008 | 0 | 0 | 0 | 0
24.11. | 23 | 1162.3755 |  | 1162.3755 | 0 | 0 | 0 | 0
24.11. | 24 | 1090.9584 |  | 1090.9584 | 0 | 0 | 0 | 0
25.11. | 1 | 1058.9438 |  | 1058.9438 | 0 | 0 | 0 | 0
25.11. | 2 | 1056.4811 |  | 1056.4811 | 0 | 0 | 0 | 0
25.11. | 3 | 1041.7052 |  | 1041.7052 | 0 | 0 | 0 | 0
25.11. | 4 | 1039.2425 |  | 1039.2425 | 0 | 0 | 0 | 0
25.11. | 5 | 1046.6305 |  | 1046.6305 | 0 | 0 | 0 | 0
25.11. | 6 | 1046.6305 |  | 1046.6305 | 0 | 0 | 0 | 0
25.11. | 7 | 1066.3318 |  | 1066.3318 | 0 | 0 | 0 | 0
25.11. | 8 | 1169.7635 |  | 1169.7635 | 0 | 0 | 0 | 0
25.11. | 9 | 1177.1515 |  | 1177.1515 | 0 | 0 | 0 | 0
25.11. | 10 | 1177.1515 |  | 1177.1515 | 0 | 0 | 0 | 0
25.11. | 11 | 1177.1515 |  | 1177.1515 | 0 | 0 | 0 | 0
25.11. | 12 | 1169.7635 |  | 1169.7635 | 0 | 0 | 0 | 0
25.11. | 13 | 1174.6888 |  | 1174.6888 | 0 | 0 | 0 | 0
25.11. | 14 | 1177.1515 |  | 1177.1515 | 0 | 0 | 0 | 0
25.11. | 15 | 1174.6888 |  | 1174.6888 | 0 | 0 | 0 | 0
25.11. | 16 | 1150.0622 |  | 1150.0622 | 0 | 0 | 0 | 0
25.11. | 17 | 1169.7635 |  | 1169.7635 | 0 | 0 | 0 | 0
25.11. | 18 | 1196.8528 |  | 1196.8528 | 0 | 0 | 0 | 0
25.11. | 19 | 1177.1515 |  | 1177.1515 | 0 | 0 | 0 | 0
25.11. | 20 | 1179.6141 |  | 1179.6141 | 0 | 0 | 0 | 0
25.11. | 21 | 1177.1515 |  | 1177.1515 | 0 | 0 | 0 | 0
25.11. | 22 | 1179.6141 |  | 1179.6141 | 0 | 0 | 0 | 0
25.11. | 23 | 1172.2262 |  | 1172.2262 | 0 | 0 | 0 | 0
25.11. | 24 | 1162.3755 |  | 1162.3755 | 0 | 0 | 0 | 0
26.11. | 1 | 1154.9875 |  | 1154.9875 | 0 | 0 | 0 | 0
26.11. | 2 | 1154.9875 |  | 1154.9875 | 0 | 0 | 0 | 0
26.11. | 3 | 1154.9875 |  | 1154.9875 | 0 | 0 | 0 | 0
26.11. | 4 | 1125.4356 |  | 1125.4356 | 0 | 0 | 0 | 0
26.11. | 5 | 1122.973 |  | 1122.973 | 0 | 0 | 0 | 0
26.11. | 6 | 1135.2863 |  | 1135.2863 | 0 | 0 | 0 | 0
26.11. | 7 | 1127.8983 |  | 1127.8983 | 0 | 0 | 0 | 0
26.11. | 8 | 1115.585 |  | 1115.585 | 0 | 0 | 0 | 0
26.11. | 9 | 1125.4356 |  | 1125.4356 | 0 | 0 | 0 | 0
26.11. | 10 | 1125.4356 |  | 1125.4356 | 0 | 0 | 0 | 0
26.11. | 11 | 1088.4957 |  | 1088.4957 | 0 | 0 | 0 | 0
26.11. | 12 | 1076.1824 |  | 1076.1824 | 0 | 0 | 0 | 0
26.11. | 13 | 1068.7944 |  | 1068.7944 | 0 | 0 | 0 | 0
26.11. | 14 | 1078.6451 |  | 1078.6451 | 0 | 0 | 0 | 0
26.11. | 15 | 1051.5558 |  | 1051.5558 | 0 | 0 | 0 | 0
26.11. | 16 | 1061.4065 |  | 1061.4065 | 0 | 0 | 0 | 0
26.11. | 17 | 1090.9584 |  | 1090.9584 | 0 | 0 | 0 | 0
26.11. | 18 | 1167.3008 |  | 1167.3008 | 0 | 0 | 0 | 0
26.11. | 19 | 1184.5395 |  | 1184.5395 | 0 | 0 | 0 | 0
26.11. | 20 | 1199.3154 |  | 1199.3154 | 0 | 0 | 0 | 0
26.11. | 21 | 1182.0768 |  | 1182.0768 | 0 | 0 | 0 | 0
26.11. | 22 | 1211.6287 |  | 1211.6287 | 0 | 0 | 0 | 0
26.11. | 23 | 1172.2262 |  | 1172.2262 | 0 | 0 | 0 | 0
26.11. | 24 | 1132.8236 |  | 1132.8236 | 0 | 0 | 0 | 0
27.11. | 1 | 1127.8983 |  | 1127.8983 | 0 | 0 | 0 | 0
27.11. | 2 | 1127.8983 |  | 1127.8983 | 0 | 0 | 0 | 0
27.11. | 3 | 1130.3609 |  | 1130.3609 | 0 | 0 | 0 | 0
27.11. | 4 | 1130.3609 |  | 1130.3609 | 0 | 0 | 0 | 0
27.11. | 5 | 1130.3609 |  | 1130.3609 | 0 | 0 | 0 | 0
27.11. | 6 | 1122.973 |  | 1122.973 | 0 | 0 | 0 | 0
27.11. | 7 | 1132.8236 |  | 1132.8236 | 0 | 0 | 0 | 0
27.11. | 8 | 1145.1369 |  | 1145.1369 | 0 | 0 | 0 | 0
27.11. | 9 | 1157.4502 |  | 1157.4502 | 0 | 0 | 0 | 0
27.11. | 10 | 1157.4502 |  | 1157.4502 | 0 | 0 | 0 | 0
27.11. | 11 | 1147.5996 |  | 1147.5996 | 0 | 0 | 0 | 0
27.11. | 12 | 1127.8983 |  | 1127.8983 | 0 | 0 | 0 | 0
27.11. | 13 | 1130.3609 |  | 1130.3609 | 0 | 0 | 0 | 0
27.11. | 14 | 1108.197 |  | 1108.197 | 0 | 0 | 0 | 0
27.11. | 15 | 1132.8236 |  | 1132.8236 | 0 | 0 | 0 | 0
27.11. | 16 | 1127.8983 |  | 1127.8983 | 0 | 0 | 0 | 0
27.11. | 17 | 1150.0622 |  | 1150.0622 | 0 | 0 | 0 | 0
27.11. | 18 | 1172.2262 |  | 1172.2262 | 0 | 0 | 0 | 0
27.11. | 19 | 1206.7034 |  | 1206.7034 | 0 | 0 | 0 | 0
27.11. | 20 | 1206.7034 |  | 1206.7034 | 0 | 0 | 0 | 0
27.11. | 21 | 1226.4047 |  | 1226.4047 | 0 | 0 | 0 | 0
27.11. | 22 | 1211.6287 |  | 1211.6287 | 0 | 0 | 0 | 0
27.11. | 23 | 1209.1661 |  | 1209.1661 | 0 | 0 | 0 | 0
27.11. | 24 | 1162.3755 |  | 1162.3755 | 0 | 0 | 0 | 0
28.11. | 1 | 1162.3755 |  | 1162.3755 | 0 | 0 | 0 | 0
28.11. | 2 | 1172.2262 |  | 1172.2262 | 0 | 0 | 0 | 0
28.11. | 3 | 1174.6888 |  | 1174.6888 | 0 | 0 | 0 | 0
28.11. | 4 | 1164.8382 |  | 1164.8382 | 0 | 0 | 0 | 0
28.11. | 5 | 1172.2262 |  | 1172.2262 | 0 | 0 | 0 | 0
28.11. | 6 | 1167.3008 |  | 1167.3008 | 0 | 0 | 0 | 0
28.11. | 7 | 1157.4502 |  | 1157.4502 | 0 | 0 | 0 | 0
28.11. | 8 | 1177.1515 |  | 1177.1515 | 0 | 0 | 0 | 0
28.11. | 9 | 1162.3755 |  | 1162.3755 | 0 | 0 | 0 | 0
28.11. | 10 | 1142.6742 |  | 1142.6742 | 0 | 0 | 0 | 0
28.11. | 11 | 1135.2863 |  | 1135.2863 | 0 | 0 | 0 | 0
28.11. | 12 | 1145.1369 |  | 1145.1369 | 0 | 0 | 0 | 0
28.11. | 13 | 1086.0331 |  | 1086.0331 | 0 | 0 | 0 | 0
28.11. | 14 | 1076.1824 |  | 1076.1824 | 0 | 0 | 0 | 0
28.11. | 15 | 1081.1077 |  | 1081.1077 | 0 | 0 | 0 | 0
28.11. | 16 | 1073.7198 |  | 1073.7198 | 0 | 0 | 0 | 0
28.11. | 17 | 1078.6451 |  | 1078.6451 | 0 | 0 | 0 | 0
28.11. | 18 | 1083.5704 |  | 1083.5704 | 0 | 0 | 0 | 0
28.11. | 19 | 1130.3609 |  | 1130.3609 | 0 | 0 | 0 | 0
28.11. | 20 | 1137.7489 |  | 1137.7489 | 0 | 0 | 0 | 0
28.11. | 21 | 1214.0914 |  | 1214.0914 | 0 | 0 | 0 | 0
28.11. | 22 | 1201.7781 |  | 1201.7781 | 0 | 0 | 0 | 0
28.11. | 23 | 1194.3901 |  | 1194.3901 | 0 | 0 | 0 | 0
28.11. | 24 | 1194.3901 |  | 1194.3901 | 0 | 0 | 0 | 0
29.11. | 1 | 1159.9129 |  | 1159.9129 | 0 | 0 | 0 | 0
29.11. | 2 | 1162.3755 |  | 1162.3755 | 0 | 0 | 0 | 0
29.11. | 3 | 1154.9875 |  | 1154.9875 | 0 | 0 | 0 | 0
29.11. | 4 | 1154.9875 |  | 1154.9875 | 0 | 0 | 0 | 0
29.11. | 5 | 1154.9875 |  | 1154.9875 | 0 | 0 | 0 | 0
29.11. | 6 | 1150.0622 |  | 1150.0622 | 0 | 0 | 0 | 0
29.11. | 7 | 1137.7489 |  | 1137.7489 | 0 | 0 | 0 | 0
29.11. | 8 | 1135.2863 |  | 1135.2863 | 0 | 0 | 0 | 0
29.11. | 9 | 1147.5996 |  | 1147.5996 | 0 | 0 | 0 | 0
29.11. | 10 | 1147.5996 |  | 1147.5996 | 0 | 0 | 0 | 0
29.11. | 11 | 1145.1369 |  | 1145.1369 | 0 | 0 | 0 | 0
29.11. | 12 | 1135.2863 |  | 1135.2863 | 0 | 0 | 0 | 0
29.11. | 13 | 1132.8236 |  | 1132.8236 | 0 | 0 | 0 | 0
29.11. | 14 | 1140.2116 |  | 1140.2116 | 0 | 0 | 0 | 0
29.11. | 15 | 1142.6742 |  | 1142.6742 | 0 | 0 | 0 | 0
29.11. | 16 | 1142.6742 |  | 1142.6742 | 0 | 0 | 0 | 0
29.11. | 17 | 1150.0622 |  | 1150.0622 | 0 | 0 | 0 | 0
29.11. | 18 | 1157.4502 |  | 1157.4502 | 0 | 0 | 0 | 0
29.11. | 19 | 1172.2262 |  | 1172.2262 | 0 | 0 | 0 | 0
29.11. | 20 | 1184.5395 |  | 1184.5395 | 0 | 0 | 0 | 0
29.11. | 21 | 1174.6888 |  | 1174.6888 | 0 | 0 | 0 | 0
29.11. | 22 | 1204.2407 |  | 1204.2407 | 0 | 0 | 0 | 0
29.11. | 23 | 1209.1661 |  | 1209.1661 | 0 | 0 | 0 | 0
29.11. | 24 | 1211.6287 |  | 1211.6287 | 0 | 0 | 0 | 0
30.11. | 1 | 1184.5395 |  | 1184.5395 | 0 | 0 | 0 | 0
30.11. | 2 | 1201.7781 |  | 1201.7781 | 0 | 0 | 0 | 0
30.11. | 3 | 1209.1661 |  | 1209.1661 | 0 | 0 | 0 | 0
30.11. | 4 | 1214.0914 |  | 1214.0914 | 0 | 0 | 0 | 0
30.11. | 5 | 1209.1661 |  | 1209.1661 | 0 | 0 | 0 | 0
30.11. | 6 | 1221.4794 |  | 1221.4794 | 0 | 0 | 0 | 0
30.11. | 7 | 1209.1661 |  | 1209.1661 | 0 | 0 | 0 | 0
30.11. | 8 | 1219.0167 |  | 1219.0167 | 0 | 0 | 0 | 0
30.11. | 9 | 1206.7034 |  | 1206.7034 | 0 | 0 | 0 | 0
30.11. | 10 | 1191.9274 |  | 1191.9274 | 0 | 0 | 0 | 0
30.11. | 11 | 1179.6141 |  | 1179.6141 | 0 | 0 | 0 | 0
30.11. | 12 | 1167.3008 |  | 1167.3008 | 0 | 0 | 0 | 0
30.11. | 13 | 1159.9129 |  | 1159.9129 | 0 | 0 | 0 | 0
30.11. | 14 | 1157.4502 |  | 1157.4502 | 0 | 0 | 0 | 0
30.11. | 15 | 1157.4502 |  | 1157.4502 | 0 | 0 | 0 | 0
30.11. | 16 | 1162.3755 |  | 1162.3755 | 0 | 0 | 0 | 0
30.11. | 17 | 1177.1515 |  | 1177.1515 | 0 | 0 | 0 | 0
30.11. | 18 | 1184.5395 |  | 1184.5395 | 0 | 0 | 0 | 0
30.11. | 19 | 1184.5395 |  | 1184.5395 | 0 | 0 | 0 | 0
30.11. | 20 | 1223.942 |  | 1223.942 | 0 | 0 | 0 | 0
30.11. | 21 | 1201.7781 |  | 1201.7781 | 0 | 0 | 0 | 0
30.11. | 22 | 1196.8528 |  | 1196.8528 | 0 | 0 | 0 | 0
30.11. | 23 | 1194.3901 |  | 1194.3901 | 0 | 0 | 0 | 0
30.11. | 24 | 1196.8528 |  | 1196.8528 | 0 | 0 | 0 | 0
01.12. | 1 | 1177.1515 |  | 1177.1515 | 0 | 0 | 0 | 0
01.12. | 2 | 1174.6888 |  | 1174.6888 | 0 | 0 | 0 | 0
01.12. | 3 | 1177.1515 |  | 1177.1515 | 0 | 0 | 0 | 0
01.12. | 4 | 1174.6888 |  | 1174.6888 | 0 | 0 | 0 | 0
01.12. | 5 | 1172.2262 |  | 1172.2262 | 0 | 0 | 0 | 0
01.12. | 6 | 1172.2262 |  | 1172.2262 | 0 | 0 | 0 | 0
01.12. | 7 | 1154.9875 |  | 1154.9875 | 0 | 0 | 0 | 0
01.12. | 8 | 1169.7635 |  | 1169.7635 | 0 | 0 | 0 | 0
01.12. | 9 | 1164.8382 |  | 1164.8382 | 0 | 0 | 0 | 0
01.12. | 10 | 1142.6742 |  | 1142.6742 | 0 | 0 | 0 | 0
01.12. | 11 | 1100.809 |  | 1100.809 | 0 | 0 | 0 | 0
01.12. | 12 | 1086.0331 |  | 1086.0331 | 0 | 0 | 0 | 0
01.12. | 13 | 1088.4957 |  | 1088.4957 | 0 | 0 | 0 | 0
01.12. | 14 | 1093.421 |  | 1093.421 | 0 | 0 | 0 | 0
01.12. | 15 | 1093.421 |  | 1093.421 | 0 | 0 | 0 | 0
01.12. | 16 | 1108.197 |  | 1108.197 | 0 | 0 | 0 | 0
01.12. | 17 | 1120.5103 |  | 1120.5103 | 0 | 0 | 0 | 0
01.12. | 18 | 1150.0622 |  | 1150.0622 | 0 | 0 | 0 | 0
01.12. | 19 | 1184.5395 |  | 1184.5395 | 0 | 0 | 0 | 0
01.12. | 20 | 1216.554 |  | 1216.554 | 0 | 0 | 0 | 0
01.12. | 21 | 1214.0914 |  | 1214.0914 | 0 | 0 | 0 | 0
01.12. | 22 | 1214.0914 |  | 1214.0914 | 0 | 0 | 0 | 0
01.12. | 23 | 1206.7034 |  | 1206.7034 | 0 | 0 | 0 | 0
01.12. | 24 | 1204.2407 |  | 1204.2407 | 0 | 0 | 0 | 0
02.12. | 1 | 1211.6287 |  | 1211.6287 | 0 | 0 | 0 | 0
02.12. | 2 | 1182.0768 |  | 1182.0768 | 0 | 0 | 0 | 0
02.12. | 3 | 1177.1515 |  | 1177.1515 | 0 | 0 | 0 | 0
02.12. | 4 | 1184.5395 |  | 1184.5395 | 0 | 0 | 0 | 0
02.12. | 5 | 1169.7635 |  | 1169.7635 | 0 | 0 | 0 | 0
02.12. | 6 | 1167.3008 |  | 1167.3008 | 0 | 0 | 0 | 0
02.12. | 7 | 1164.8382 |  | 1164.8382 | 0 | 0 | 0 | 0
02.12. | 8 | 1162.3755 |  | 1162.3755 | 0 | 0 | 0 | 0
02.12. | 9 | 1132.8236 |  | 1132.8236 | 0 | 0 | 0 | 0
02.12. | 10 | 1120.5103 |  | 1120.5103 | 0 | 0 | 0 | 0
02.12. | 11 | 1115.585 |  | 1115.585 | 0 | 0 | 0 | 0
02.12. | 12 | 1105.7343 |  | 1105.7343 | 0 | 0 | 0 | 0
02.12. | 13 | 1100.809 |  | 1100.809 | 0 | 0 | 0 | 0
02.12. | 14 | 1098.3464 |  | 1098.3464 | 0 | 0 | 0 | 0
02.12. | 15 | 1098.3464 |  | 1098.3464 | 0 | 0 | 0 | 0
02.12. | 16 | 1100.809 |  | 1100.809 | 0 | 0 | 0 | 0
02.12. | 17 | 1110.6597 |  | 1110.6597 | 0 | 0 | 0 | 0
02.12. | 18 | 1154.9875 |  | 1154.9875 | 0 | 0 | 0 | 0
02.12. | 19 | 1169.7635 |  | 1169.7635 | 0 | 0 | 0 | 0
02.12. | 20 | 1189.4648 |  | 1189.4648 | 0 | 0 | 0 | 0
02.12. | 21 | 1191.9274 |  | 1191.9274 | 0 | 0 | 0 | 0
02.12. | 22 | 1172.2262 |  | 1172.2262 | 0 | 0 | 0 | 0
02.12. | 23 | 1152.5249 |  | 1152.5249 | 0 | 0 | 0 | 0
02.12. | 24 | 1150.0622 |  | 1150.0622 | 0 | 0 | 0 | 0
03.12. | 1 | 1147.5996 |  | 1147.5996 | 0 | 0 | 0 | 0
03.12. | 2 | 1152.5249 |  | 1152.5249 | 0 | 0 | 0 | 0
03.12. | 3 | 1137.7489 |  | 1137.7489 | 0 | 0 | 0 | 0
03.12. | 4 | 1122.973 |  | 1122.973 | 0 | 0 | 0 | 0
03.12. | 5 | 1120.5103 |  | 1120.5103 | 0 | 0 | 0 | 0
03.12. | 6 | 1125.4356 |  | 1125.4356 | 0 | 0 | 0 | 0
03.12. | 7 | 1130.3609 |  | 1130.3609 | 0 | 0 | 0 | 0
03.12. | 8 | 1137.7489 |  | 1137.7489 | 0 | 0 | 0 | 0
03.12. | 9 | 1147.5996 |  | 1147.5996 | 0 | 0 | 0 | 0
03.12. | 10 | 1154.9875 |  | 1154.9875 | 0 | 0 | 0 | 0
03.12. | 11 | 1150.0622 |  | 1150.0622 | 0 | 0 | 0 | 0
03.12. | 12 | 1142.6742 |  | 1142.6742 | 0 | 0 | 0 | 0
03.12. | 13 | 1090.9584 |  | 1090.9584 | 0 | 0 | 0 | 0
03.12. | 14 | 1086.0331 |  | 1086.0331 | 0 | 0 | 0 | 0
03.12. | 15 | 1093.421 |  | 1093.421 | 0 | 0 | 0 | 0
03.12. | 16 | 1122.973 |  | 1122.973 | 0 | 0 | 0 | 0
03.12. | 17 | 1130.3609 |  | 1130.3609 | 0 | 0 | 0 | 0
03.12. | 18 | 1154.9875 |  | 1154.9875 | 0 | 0 | 0 | 0
03.12. | 19 | 1189.4648 |  | 1189.4648 | 0 | 0 | 0 | 0
03.12. | 20 | 1152.5249 |  | 1152.5249 | 0 | 0 | 0 | 0
03.12. | 21 | 1167.3008 |  | 1167.3008 | 0 | 0 | 0 | 0
03.12. | 22 | 1169.7635 |  | 1169.7635 | 0 | 0 | 0 | 0
03.12. | 23 | 1150.0622 |  | 1150.0622 | 0 | 0 | 0 | 0
03.12. | 24 | 1118.0476 |  | 1118.0476 | 0 | 0 | 0 | 0
04.12. | 1 | 1039.2425 |  | 1039.2425 | 0 | 0 | 0 | 0
04.12. | 2 | 1049.0932 |  | 1049.0932 | 0 | 0 | 0 | 0
04.12. | 3 | 1046.6305 |  | 1046.6305 | 0 | 0 | 0 | 0
04.12. | 4 | 1044.1678 |  | 1044.1678 | 0 | 0 | 0 | 0
04.12. | 5 | 1046.6305 |  | 1046.6305 | 0 | 0 | 0 | 0
04.12. | 6 | 1039.2425 |  | 1039.2425 | 0 | 0 | 0 | 0
04.12. | 7 | 1054.0185 |  | 1054.0185 | 0 | 0 | 0 | 0
04.12. | 8 | 1086.0331 |  | 1086.0331 | 0 | 0 | 0 | 0
04.12. | 9 | 1108.197 |  | 1108.197 | 0 | 0 | 0 | 0
04.12. | 10 | 1100.809 |  | 1100.809 | 0 | 0 | 0 | 0
04.12. | 11 | 1093.421 |  | 1093.421 | 0 | 0 | 0 | 0
04.12. | 12 | 1083.5704 |  | 1083.5704 | 0 | 0 | 0 | 0
04.12. | 13 | 1095.8837 |  | 1095.8837 | 0 | 0 | 0 | 0
04.12. | 14 | 1098.3464 |  | 1098.3464 | 0 | 0 | 0 | 0
04.12. | 15 | 1127.8983 |  | 1127.8983 | 0 | 0 | 0 | 0
04.12. | 16 | 1127.8983 |  | 1127.8983 | 0 | 0 | 0 | 0
04.12. | 17 | 1135.2863 |  | 1135.2863 | 0 | 0 | 0 | 0
04.12. | 18 | 1142.6742 |  | 1142.6742 | 0 | 0 | 0 | 0
04.12. | 19 | 1150.0622 |  | 1150.0622 | 0 | 0 | 0 | 0
04.12. | 20 | 1169.7635 |  | 1169.7635 | 0 | 0 | 0 | 0
04.12. | 21 | 1174.6888 |  | 1174.6888 | 0 | 0 | 0 | 0
04.12. | 22 | 1179.6141 |  | 1179.6141 | 0 | 0 | 0 | 0
04.12. | 23 | 1179.6141 |  | 1179.6141 | 0 | 0 | 0 | 0
04.12. | 24 | 1164.8382 |  | 1164.8382 | 0 | 0 | 0 | 0
05.12. | 1 | 1201.7781 |  | 1201.7781 | 0 | 0 | 0 | 0
05.12. | 2 | 1209.1661 |  | 1209.1661 | 0 | 0 | 0 | 0
05.12. | 3 | 1209.1661 |  | 1209.1661 | 0 | 0 | 0 | 0
05.12. | 4 | 1204.2407 |  | 1204.2407 | 0 | 0 | 0 | 0
05.12. | 5 | 1194.3901 |  | 1194.3901 | 0 | 0 | 0 | 0
05.12. | 6 | 1191.9274 |  | 1191.9274 | 0 | 0 | 0 | 0
05.12. | 7 | 1196.8528 |  | 1196.8528 | 0 | 0 | 0 | 0
05.12. | 8 | 1204.2407 |  | 1204.2407 | 0 | 0 | 0 | 0
05.12. | 9 | 1214.0914 |  | 1214.0914 | 0 | 0 | 0 | 0
05.12. | 10 | 1226.4047 |  | 1226.4047 | 0 | 0 | 0 | 0
05.12. | 11 | 1231.33 |  | 1231.33 | 0 | 0 | 0 | 0
05.12. | 12 | 1223.942 |  | 1223.942 | 0 | 0 | 0 | 0
05.12. | 13 | 1221.4794 |  | 1221.4794 | 0 | 0 | 0 | 0
05.12. | 14 | 1223.942 |  | 1223.942 | 0 | 0 | 0 | 0
05.12. | 15 | 1221.4794 |  | 1221.4794 | 0 | 0 | 0 | 0
05.12. | 16 | 1226.4047 |  | 1226.4047 | 0 | 0 | 0 | 0
05.12. | 17 | 1243.6433 |  | 1243.6433 | 0 | 0 | 0 | 0
05.12. | 18 | 1255.9566 |  | 1255.9566 | 0 | 0 | 0 | 0
05.12. | 19 | 1255.9566 |  | 1255.9566 | 0 | 0 | 0 | 0
05.12. | 20 | 1253.4939 |  | 1253.4939 | 0 | 0 | 0 | 0
05.12. | 21 | 1233.7927 |  | 1233.7927 | 0 | 0 | 0 | 0
05.12. | 22 | 1258.4193 |  | 1258.4193 | 0 | 0 | 0 | 0
05.12. | 23 | 1255.9566 |  | 1255.9566 | 0 | 0 | 0 | 0
05.12. | 24 | 1251.0313 |  | 1251.0313 | 0 | 0 | 0 | 0
06.12. | 1 | 1209.1661 |  | 1209.1661 | 0 | 0 | 0 | 0
06.12. | 2 | 1194.3901 |  | 1194.3901 | 0 | 0 | 0 | 0
06.12. | 3 | 1191.9274 |  | 1191.9274 | 0 | 0 | 0 | 0
06.12. | 4 | 1194.3901 |  | 1194.3901 | 0 | 0 | 0 | 0
06.12. | 5 | 1174.6888 |  | 1174.6888 | 0 | 0 | 0 | 0
06.12. | 6 | 1174.6888 |  | 1174.6888 | 0 | 0 | 0 | 0
06.12. | 7 | 1174.6888 |  | 1174.6888 | 0 | 0 | 0 | 0
06.12. | 8 | 1206.7034 |  | 1206.7034 | 0 | 0 | 0 | 0
06.12. | 9 | 1199.3154 |  | 1199.3154 | 0 | 0 | 0 | 0
06.12. | 10 | 1201.7781 |  | 1201.7781 | 0 | 0 | 0 | 0
06.12. | 11 | 1196.8528 |  | 1196.8528 | 0 | 0 | 0 | 0
06.12. | 12 | 1179.6141 |  | 1179.6141 | 0 | 0 | 0 | 0
06.12. | 13 | 1214.0914 |  | 1214.0914 | 0 | 0 | 0 | 0
06.12. | 14 | 1216.554 |  | 1216.554 | 0 | 0 | 0 | 0
06.12. | 15 | 1199.3154 |  | 1199.3154 | 0 | 0 | 0 | 0
06.12. | 16 | 1189.4648 |  | 1189.4648 | 0 | 0 | 0 | 0
06.12. | 17 | 1209.1661 |  | 1209.1661 | 0 | 0 | 0 | 0
06.12. | 18 | 1211.6287 |  | 1211.6287 | 0 | 0 | 0 | 0
06.12. | 19 | 1211.6287 |  | 1211.6287 | 0 | 0 | 0 | 0
06.12. | 20 | 1216.554 |  | 1216.554 | 0 | 0 | 0 | 0
06.12. | 21 | 1253.4939 |  | 1253.4939 | 0 | 0 | 0 | 0
06.12. | 22 | 1216.554 |  | 1216.554 | 0 | 0 | 0 | 0
06.12. | 23 | 1201.7781 |  | 1201.7781 | 0 | 0 | 0 | 0
06.12. | 24 | 1169.7635 |  | 1169.7635 | 0 | 0 | 0 | 0
07.12. | 1 | 938.2735 |  | 938.2735 | 0 | 0 | 0 | 0
07.12. | 2 | 896.4082 |  | 896.4082 | 0 | 0 | 0 | 0
07.12. | 3 | 893.9456 |  | 893.9456 | 0 | 0 | 0 | 0
07.12. | 4 | 884.0949 |  | 884.0949 | 0 | 0 | 0 | 0
07.12. | 5 | 884.0949 |  | 884.0949 | 0 | 0 | 0 | 0
07.12. | 6 | 839.7671 |  | 839.7671 | 0 | 0 | 0 | 0
07.12. | 7 | 837.3044 |  | 837.3044 | 0 | 0 | 0 | 0
07.12. | 8 | 864.3937 |  | 864.3937 | 0 | 0 | 0 | 0
07.12. | 9 | 866.8563 |  | 866.8563 | 0 | 0 | 0 | 0
07.12. | 10 | 864.3937 |  | 864.3937 | 0 | 0 | 0 | 0
07.12. | 11 | 805.2898 |  | 805.2898 | 0 | 0 | 0 | 0
07.12. | 12 | 800.3645 |  | 800.3645 | 0 | 0 | 0 | 0
07.12. | 13 | 785.5885 |  | 785.5885 | 0 | 0 | 0 | 0
07.12. | 14 | 805.2898 |  | 805.2898 | 0 | 0 | 0 | 0
07.12. | 15 | 748.6486 |  | 748.6486 | 0 | 0 | 0 | 0
07.12. | 16 | 748.6486 |  | 748.6486 | 0 | 0 | 0 | 0
07.12. | 17 | 763.4246 |  | 763.4246 | 0 | 0 | 0 | 0
07.12. | 18 | 898.8709 |  | 898.8709 | 0 | 0 | 0 | 0
07.12. | 19 | 925.9602 |  | 925.9602 | 0 | 0 | 0 | 0
07.12. | 20 | 940.7361 |  | 940.7361 | 0 | 0 | 0 | 0
07.12. | 21 | 945.6614 |  | 945.6614 | 0 | 0 | 0 | 0
07.12. | 22 | 945.6614 |  | 945.6614 | 0 | 0 | 0 | 0
07.12. | 23 | 923.4975 |  | 923.4975 | 0 | 0 | 0 | 0
07.12. | 24 | 896.4082 |  | 896.4082 | 0 | 0 | 0 | 0
08.12. | 1 | 810.2151 |  | 810.2151 | 0 | 0 | 0 | 0
08.12. | 2 | 802.8272 |  | 802.8272 | 0 | 0 | 0 | 0
08.12. | 3 | 795.4392 |  | 795.4392 | 0 | 0 | 0 | 0
08.12. | 4 | 785.5885 |  | 785.5885 | 0 | 0 | 0 | 0
08.12. | 5 | 785.5885 |  | 785.5885 | 0 | 0 | 0 | 0
08.12. | 6 | 783.1259 |  | 783.1259 | 0 | 0 | 0 | 0
08.12. | 7 | 778.2006 |  | 778.2006 | 0 | 0 | 0 | 0
08.12. | 8 | 778.2006 |  | 778.2006 | 0 | 0 | 0 | 0
08.12. | 9 | 783.1259 |  | 783.1259 | 0 | 0 | 0 | 0
08.12. | 10 | 780.6632 |  | 780.6632 | 0 | 0 | 0 | 0
08.12. | 11 | 815.1405 |  | 815.1405 | 0 | 0 | 0 | 0
08.12. | 12 | 775.7379 |  | 775.7379 | 0 | 0 | 0 | 0
08.12. | 13 | 778.2006 |  | 778.2006 | 0 | 0 | 0 | 0
08.12. | 14 | 760.9619 |  | 760.9619 | 0 | 0 | 0 | 0
08.12. | 15 | 758.4993 |  | 758.4993 | 0 | 0 | 0 | 0
08.12. | 16 | 758.4993 |  | 758.4993 | 0 | 0 | 0 | 0
08.12. | 17 | 807.7525 |  | 807.7525 | 0 | 0 | 0 | 0
08.12. | 18 | 940.7361 |  | 940.7361 | 0 | 0 | 0 | 0
08.12. | 19 | 948.1241 |  | 948.1241 | 0 | 0 | 0 | 0
08.12. | 20 | 943.1988 |  | 943.1988 | 0 | 0 | 0 | 0
08.12. | 21 | 953.0494 |  | 953.0494 | 0 | 0 | 0 | 0
08.12. | 22 | 953.0494 |  | 953.0494 | 0 | 0 | 0 | 0
08.12. | 23 | 950.5868 |  | 950.5868 | 0 | 0 | 0 | 0
08.12. | 24 | 935.8108 |  | 935.8108 | 0 | 0 | 0 | 0
09.12. | 1 | 891.4829 |  | 891.4829 | 0 | 0 | 0 | 0
09.12. | 2 | 864.3937 |  | 864.3937 | 0 | 0 | 0 | 0
09.12. | 3 | 849.6177 |  | 849.6177 | 0 | 0 | 0 | 0
09.12. | 4 | 795.4392 |  | 795.4392 | 0 | 0 | 0 | 0
09.12. | 5 | 792.9765 |  | 792.9765 | 0 | 0 | 0 | 0
09.12. | 6 | 805.2898 |  | 805.2898 | 0 | 0 | 0 | 0
09.12. | 7 | 857.0057 |  | 857.0057 | 0 | 0 | 0 | 0
09.12. | 8 | 879.1696 |  | 879.1696 | 0 | 0 | 0 | 0
09.12. | 9 | 896.4082 |  | 896.4082 | 0 | 0 | 0 | 0
09.12. | 10 | 893.9456 |  | 893.9456 | 0 | 0 | 0 | 0
09.12. | 11 | 886.5576 |  | 886.5576 | 0 | 0 | 0 | 0
09.12. | 12 | 839.7671 |  | 839.7671 | 0 | 0 | 0 | 0
09.12. | 13 | 824.9911 |  | 824.9911 | 0 | 0 | 0 | 0
09.12. | 14 | 760.9619 |  | 760.9619 | 0 | 0 | 0 | 0
09.12. | 15 | 788.0512 |  | 788.0512 | 0 | 0 | 0 | 0
09.12. | 16 | 802.8272 |  | 802.8272 | 0 | 0 | 0 | 0
09.12. | 17 | 930.8855 |  | 930.8855 | 0 | 0 | 0 | 0
09.12. | 18 | 955.5121 |  | 955.5121 | 0 | 0 | 0 | 0
09.12. | 19 | 965.3627 |  | 965.3627 | 0 | 0 | 0 | 0
09.12. | 20 | 970.288 |  | 970.288 | 0 | 0 | 0 | 0
09.12. | 21 | 977.676 |  | 977.676 | 0 | 0 | 0 | 0
09.12. | 22 | 972.7507 |  | 972.7507 | 0 | 0 | 0 | 0
09.12. | 23 | 972.7507 |  | 972.7507 | 0 | 0 | 0 | 0
09.12. | 24 | 972.7507 |  | 972.7507 | 0 | 0 | 0 | 0
10.12. | 1 | 891.4829 |  | 891.4829 | 0 | 0 | 0 | 0
10.12. | 2 | 861.931 |  | 861.931 | 0 | 0 | 0 | 0
10.12. | 3 | 864.3937 |  | 864.3937 | 0 | 0 | 0 | 0
10.12. | 4 | 864.3937 |  | 864.3937 | 0 | 0 | 0 | 0
10.12. | 5 | 866.8563 |  | 866.8563 | 0 | 0 | 0 | 0
10.12. | 6 | 896.4082 |  | 896.4082 | 0 | 0 | 0 | 0
10.12. | 7 | 970.288 |  | 970.288 | 0 | 0 | 0 | 0
10.12. | 8 | 1024.4666 |  | 1024.4666 | 0 | 0 | 0 | 0
10.12. | 9 | 1078.6451 |  | 1078.6451 | 0 | 0 | 0 | 0
10.12. | 10 | 1088.4957 |  | 1088.4957 | 0 | 0 | 0 | 0
10.12. | 11 | 1026.9292 |  | 1026.9292 | 0 | 0 | 0 | 0
10.12. | 12 | 1012.1533 |  | 1012.1533 | 0 | 0 | 0 | 0
10.12. | 13 | 1024.4666 |  | 1024.4666 | 0 | 0 | 0 | 0
10.12. | 14 | 1049.0932 |  | 1049.0932 | 0 | 0 | 0 | 0
10.12. | 15 | 1073.7198 |  | 1073.7198 | 0 | 0 | 0 | 0
10.12. | 16 | 1068.7944 |  | 1068.7944 | 0 | 0 | 0 | 0
10.12. | 17 | 1081.1077 |  | 1081.1077 | 0 | 0 | 0 | 0
10.12. | 18 | 1182.0768 |  | 1182.0768 | 0 | 0 | 0 | 0
10.12. | 19 | 1187.0021 |  | 1187.0021 | 0 | 0 | 0 | 0
10.12. | 20 | 1189.4648 |  | 1189.4648 | 0 | 0 | 0 | 0
10.12. | 21 | 1172.2262 |  | 1172.2262 | 0 | 0 | 0 | 0
10.12. | 22 | 1167.3008 |  | 1167.3008 | 0 | 0 | 0 | 0
10.12. | 23 | 1182.0768 |  | 1182.0768 | 0 | 0 | 0 | 0
10.12. | 24 | 1167.3008 |  | 1167.3008 | 0 | 0 | 0 | 0
11.12. | 1 | 1147.5996 |  | 1147.5996 | 0 | 0 | 0 | 0
11.12. | 2 | 1157.4502 |  | 1157.4502 | 0 | 0 | 0 | 0
11.12. | 3 | 1152.5249 |  | 1152.5249 | 0 | 0 | 0 | 0
11.12. | 4 | 1140.2116 |  | 1140.2116 | 0 | 0 | 0 | 0
11.12. | 5 | 1145.1369 |  | 1145.1369 | 0 | 0 | 0 | 0
11.12. | 6 | 1150.0622 |  | 1150.0622 | 0 | 0 | 0 | 0
11.12. | 7 | 1152.5249 |  | 1152.5249 | 0 | 0 | 0 | 0
11.12. | 8 | 1152.5249 |  | 1152.5249 | 0 | 0 | 0 | 0
11.12. | 9 | 1152.5249 |  | 1152.5249 | 0 | 0 | 0 | 0
11.12. | 10 | 1135.2863 |  | 1135.2863 | 0 | 0 | 0 | 0
11.12. | 11 | 1073.7198 |  | 1073.7198 | 0 | 0 | 0 | 0
11.12. | 12 | 1063.8691 |  | 1063.8691 | 0 | 0 | 0 | 0
11.12. | 13 | 1081.1077 |  | 1081.1077 | 0 | 0 | 0 | 0
11.12. | 14 | 1132.8236 |  | 1132.8236 | 0 | 0 | 0 | 0
11.12. | 15 | 1142.6742 |  | 1142.6742 | 0 | 0 | 0 | 0
11.12. | 16 | 1152.5249 |  | 1152.5249 | 0 | 0 | 0 | 0
11.12. | 17 | 1164.8382 |  | 1164.8382 | 0 | 0 | 0 | 0
11.12. | 18 | 1167.3008 |  | 1167.3008 | 0 | 0 | 0 | 0
11.12. | 19 | 1164.8382 |  | 1164.8382 | 0 | 0 | 0 | 0
11.12. | 20 | 1164.8382 |  | 1164.8382 | 0 | 0 | 0 | 0
11.12. | 21 | 1159.9129 |  | 1159.9129 | 0 | 0 | 0 | 0
11.12. | 22 | 1164.8382 |  | 1164.8382 | 0 | 0 | 0 | 0
11.12. | 23 | 1154.9875 |  | 1154.9875 | 0 | 0 | 0 | 0
11.12. | 24 | 1145.1369 |  | 1145.1369 | 0 | 0 | 0 | 0
12.12. | 1 | 1125.4356 |  | 1125.4356 | 0 | 0 | 0 | 0
12.12. | 2 | 1115.585 |  | 1115.585 | 0 | 0 | 0 | 0
12.12. | 3 | 1105.7343 |  | 1105.7343 | 0 | 0 | 0 | 0
12.12. | 4 | 1110.6597 |  | 1110.6597 | 0 | 0 | 0 | 0
12.12. | 5 | 1113.1223 |  | 1113.1223 | 0 | 0 | 0 | 0
12.12. | 6 | 1110.6597 |  | 1110.6597 | 0 | 0 | 0 | 0
12.12. | 7 | 1108.197 |  | 1108.197 | 0 | 0 | 0 | 0
12.12. | 8 | 1115.585 |  | 1115.585 | 0 | 0 | 0 | 0
12.12. | 9 | 1145.1369 |  | 1145.1369 | 0 | 0 | 0 | 0
12.12. | 10 | 1147.5996 |  | 1147.5996 | 0 | 0 | 0 | 0
12.12. | 11 | 1140.2116 |  | 1140.2116 | 0 | 0 | 0 | 0
12.12. | 12 | 1125.4356 |  | 1125.4356 | 0 | 0 | 0 | 0
12.12. | 13 | 1103.2717 |  | 1103.2717 | 0 | 0 | 0 | 0
12.12. | 14 | 1098.3464 |  | 1098.3464 | 0 | 0 | 0 | 0
12.12. | 15 | 1105.7343 |  | 1105.7343 | 0 | 0 | 0 | 0
12.12. | 16 | 1108.197 |  | 1108.197 | 0 | 0 | 0 | 0
12.12. | 17 | 1125.4356 |  | 1125.4356 | 0 | 0 | 0 | 0
12.12. | 18 | 1182.0768 |  | 1182.0768 | 0 | 0 | 0 | 0
12.12. | 19 | 1184.5395 |  | 1184.5395 | 0 | 0 | 0 | 0
12.12. | 20 | 1204.2407 |  | 1204.2407 | 0 | 0 | 0 | 0
12.12. | 21 | 1211.6287 |  | 1211.6287 | 0 | 0 | 0 | 0
12.12. | 22 | 1206.7034 |  | 1206.7034 | 0 | 0 | 0 | 0
12.12. | 23 | 1174.6888 |  | 1174.6888 | 0 | 0 | 0 | 0
12.12. | 24 | 1159.9129 |  | 1159.9129 | 0 | 0 | 0 | 0
13.12. | 1 | 1159.9129 |  | 1159.9129 | 0 | 0 | 0 | 0
13.12. | 2 | 1157.4502 |  | 1157.4502 | 0 | 0 | 0 | 0
13.12. | 3 | 1157.4502 |  | 1157.4502 | 0 | 0 | 0 | 0
13.12. | 4 | 1154.9875 |  | 1154.9875 | 0 | 0 | 0 | 0
13.12. | 5 | 1154.9875 |  | 1154.9875 | 0 | 0 | 0 | 0
13.12. | 6 | 1154.9875 |  | 1154.9875 | 0 | 0 | 0 | 0
13.12. | 7 | 1164.8382 |  | 1164.8382 | 0 | 0 | 0 | 0
13.12. | 8 | 1157.4502 |  | 1157.4502 | 0 | 0 | 0 | 0
13.12. | 9 | 1164.8382 |  | 1164.8382 | 0 | 0 | 0 | 0
13.12. | 10 | 1162.3755 |  | 1162.3755 | 0 | 0 | 0 | 0
13.12. | 11 | 1154.9875 |  | 1154.9875 | 0 | 0 | 0 | 0
13.12. | 12 | 1118.0476 |  | 1118.0476 | 0 | 0 | 0 | 0
13.12. | 13 | 1132.8236 |  | 1132.8236 | 0 | 0 | 0 | 0
13.12. | 14 | 1140.2116 |  | 1140.2116 | 0 | 0 | 0 | 0
13.12. | 15 | 1145.1369 |  | 1145.1369 | 0 | 0 | 0 | 0
13.12. | 16 | 1154.9875 |  | 1154.9875 | 0 | 0 | 0 | 0
13.12. | 17 | 1167.3008 |  | 1167.3008 | 0 | 0 | 0 | 0
13.12. | 18 | 1182.0768 |  | 1182.0768 | 0 | 0 | 0 | 0
13.12. | 19 | 1194.3901 |  | 1194.3901 | 0 | 0 | 0 | 0
13.12. | 20 | 1206.7034 |  | 1206.7034 | 0 | 0 | 0 | 0
13.12. | 21 | 1209.1661 |  | 1209.1661 | 0 | 0 | 0 | 0
13.12. | 22 | 1201.7781 |  | 1201.7781 | 0 | 0 | 0 | 0
13.12. | 23 | 1206.7034 |  | 1206.7034 | 0 | 0 | 0 | 0
13.12. | 24 | 1196.8528 |  | 1196.8528 | 0 | 0 | 0 | 0
14.12. | 1 | 1199.3154 |  | 1199.3154 | 0 | 0 | 0 | 0
14.12. | 2 | 1199.3154 |  | 1199.3154 | 0 | 0 | 0 | 0
14.12. | 3 | 1194.3901 |  | 1194.3901 | 0 | 0 | 0 | 0
14.12. | 4 | 1182.0768 |  | 1182.0768 | 0 | 0 | 0 | 0
14.12. | 5 | 1167.3008 |  | 1167.3008 | 0 | 0 | 0 | 0
14.12. | 6 | 1172.2262 |  | 1172.2262 | 0 | 0 | 0 | 0
14.12. | 7 | 1177.1515 |  | 1177.1515 | 0 | 0 | 0 | 0
14.12. | 8 | 1157.4502 |  | 1157.4502 | 0 | 0 | 0 | 0
14.12. | 9 | 1164.8382 |  | 1164.8382 | 0 | 0 | 0 | 0
14.12. | 10 | 1159.9129 |  | 1159.9129 | 0 | 0 | 0 | 0
14.12. | 11 | 1147.5996 |  | 1147.5996 | 0 | 0 | 0 | 0
14.12. | 12 | 1157.4502 |  | 1157.4502 | 0 | 0 | 0 | 0
14.12. | 13 | 1157.4502 |  | 1157.4502 | 0 | 0 | 0 | 0
14.12. | 14 | 1162.3755 |  | 1162.3755 | 0 | 0 | 0 | 0
14.12. | 15 | 1164.8382 |  | 1164.8382 | 0 | 0 | 0 | 0
14.12. | 16 | 1182.0768 |  | 1182.0768 | 0 | 0 | 0 | 0
14.12. | 17 | 1189.4648 |  | 1189.4648 | 0 | 0 | 0 | 0
14.12. | 18 | 1191.9274 |  | 1191.9274 | 0 | 0 | 0 | 0
14.12. | 19 | 1209.1661 |  | 1209.1661 | 0 | 0 | 0 | 0
14.12. | 20 | 1219.0167 |  | 1219.0167 | 0 | 0 | 0 | 0
14.12. | 21 | 1221.4794 |  | 1221.4794 | 0 | 0 | 0 | 0
14.12. | 22 | 1209.1661 |  | 1209.1661 | 0 | 0 | 0 | 0
14.12. | 23 | 1204.2407 |  | 1204.2407 | 0 | 0 | 0 | 0
14.12. | 24 | 1196.8528 |  | 1196.8528 | 0 | 0 | 0 | 0
15.12. | 1 | 1179.6141 |  | 1179.6141 | 0 | 0 | 0 | 0
15.12. | 2 | 1177.1515 |  | 1177.1515 | 0 | 0 | 0 | 0
15.12. | 3 | 1164.8382 |  | 1164.8382 | 0 | 0 | 0 | 0
15.12. | 4 | 1152.5249 |  | 1152.5249 | 0 | 0 | 0 | 0
15.12. | 5 | 1130.3609 |  | 1130.3609 | 0 | 0 | 0 | 0
15.12. | 6 | 1125.4356 |  | 1125.4356 | 0 | 0 | 0 | 0
15.12. | 7 | 1150.0622 |  | 1150.0622 | 0 | 0 | 0 | 0
15.12. | 8 | 1145.1369 |  | 1145.1369 | 0 | 0 | 0 | 0
15.12. | 9 | 1150.0622 |  | 1150.0622 | 0 | 0 | 0 | 0
15.12. | 10 | 1162.3755 |  | 1162.3755 | 0 | 0 | 0 | 0
15.12. | 11 | 1159.9129 |  | 1159.9129 | 0 | 0 | 0 | 0
15.12. | 12 | 1157.4502 |  | 1157.4502 | 0 | 0 | 0 | 0
15.12. | 13 | 1172.2262 |  | 1172.2262 | 0 | 0 | 0 | 0
15.12. | 14 | 1174.6888 |  | 1174.6888 | 0 | 0 | 0 | 0
15.12. | 15 | 1174.6888 |  | 1174.6888 | 0 | 0 | 0 | 0
15.12. | 16 | 1157.4502 |  | 1157.4502 | 0 | 0 | 0 | 0
15.12. | 17 | 1150.0622 |  | 1150.0622 | 0 | 0 | 0 | 0
15.12. | 18 | 1167.3008 |  | 1167.3008 | 0 | 0 | 0 | 0
15.12. | 19 | 1179.6141 |  | 1179.6141 | 0 | 0 | 0 | 0
15.12. | 20 | 1211.6287 |  | 1211.6287 | 0 | 0 | 0 | 0
15.12. | 21 | 1231.33 |  | 1231.33 | 0 | 0 | 0 | 0
15.12. | 22 | 1228.8673 |  | 1228.8673 | 0 | 0 | 0 | 0
15.12. | 23 | 1233.7927 |  | 1233.7927 | 0 | 0 | 0 | 0
15.12. | 24 | 1219.0167 |  | 1219.0167 | 0 | 0 | 0 | 0
16.12. | 1 | 1219.0167 |  | 1219.0167 | 0 | 0 | 0 | 0
16.12. | 2 | 1214.0914 |  | 1214.0914 | 0 | 0 | 0 | 0
16.12. | 3 | 1209.1661 |  | 1209.1661 | 0 | 0 | 0 | 0
16.12. | 4 | 1206.7034 |  | 1206.7034 | 0 | 0 | 0 | 0
16.12. | 5 | 1187.0021 |  | 1187.0021 | 0 | 0 | 0 | 0
16.12. | 6 | 1187.0021 |  | 1187.0021 | 0 | 0 | 0 | 0
16.12. | 7 | 1187.0021 |  | 1187.0021 | 0 | 0 | 0 | 0
16.12. | 8 | 1174.6888 |  | 1174.6888 | 0 | 0 | 0 | 0
16.12. | 9 | 1179.6141 |  | 1179.6141 | 0 | 0 | 0 | 0
16.12. | 10 | 1179.6141 |  | 1179.6141 | 0 | 0 | 0 | 0
16.12. | 11 | 1159.9129 |  | 1159.9129 | 0 | 0 | 0 | 0
16.12. | 12 | 1130.3609 |  | 1130.3609 | 0 | 0 | 0 | 0
16.12. | 13 | 1122.973 |  | 1122.973 | 0 | 0 | 0 | 0
16.12. | 14 | 1120.5103 |  | 1120.5103 | 0 | 0 | 0 | 0
16.12. | 15 | 1140.2116 |  | 1140.2116 | 0 | 0 | 0 | 0
16.12. | 16 | 1162.3755 |  | 1162.3755 | 0 | 0 | 0 | 0
16.12. | 17 | 1177.1515 |  | 1177.1515 | 0 | 0 | 0 | 0
16.12. | 18 | 1201.7781 |  | 1201.7781 | 0 | 0 | 0 | 0
16.12. | 19 | 1216.554 |  | 1216.554 | 0 | 0 | 0 | 0
16.12. | 20 | 1221.4794 |  | 1221.4794 | 0 | 0 | 0 | 0
16.12. | 21 | 1233.7927 |  | 1233.7927 | 0 | 0 | 0 | 0
16.12. | 22 | 1231.33 |  | 1231.33 | 0 | 0 | 0 | 0
16.12. | 23 | 1214.0914 |  | 1214.0914 | 0 | 0 | 0 | 0
16.12. | 24 | 1189.4648 |  | 1189.4648 | 0 | 0 | 0 | 0
17.12. | 1 | 1174.6888 |  | 1174.6888 | 0 | 0 | 0 | 0
17.12. | 2 | 1174.6888 |  | 1174.6888 | 0 | 0 | 0 | 0
17.12. | 3 | 1164.8382 |  | 1164.8382 | 0 | 0 | 0 | 0
17.12. | 4 | 1159.9129 |  | 1159.9129 | 0 | 0 | 0 | 0
17.12. | 5 | 1174.6888 |  | 1174.6888 | 0 | 0 | 0 | 0
17.12. | 6 | 1127.8983 |  | 1127.8983 | 0 | 0 | 0 | 0
17.12. | 7 | 1125.4356 |  | 1125.4356 | 0 | 0 | 0 | 0
17.12. | 8 | 1120.5103 |  | 1120.5103 | 0 | 0 | 0 | 0
17.12. | 9 | 1130.3609 |  | 1130.3609 | 0 | 0 | 0 | 0
17.12. | 10 | 1132.8236 |  | 1132.8236 | 0 | 0 | 0 | 0
17.12. | 11 | 1120.5103 |  | 1120.5103 | 0 | 0 | 0 | 0
17.12. | 12 | 1098.3464 |  | 1098.3464 | 0 | 0 | 0 | 0
17.12. | 13 | 1100.809 |  | 1100.809 | 0 | 0 | 0 | 0
17.12. | 14 | 1108.197 |  | 1108.197 | 0 | 0 | 0 | 0
17.12. | 15 | 1108.197 |  | 1108.197 | 0 | 0 | 0 | 0
17.12. | 16 | 1105.7343 |  | 1105.7343 | 0 | 0 | 0 | 0
17.12. | 17 | 1118.0476 |  | 1118.0476 | 0 | 0 | 0 | 0
17.12. | 18 | 1142.6742 |  | 1142.6742 | 0 | 0 | 0 | 0
17.12. | 19 | 1157.4502 |  | 1157.4502 | 0 | 0 | 0 | 0
17.12. | 20 | 1174.6888 |  | 1174.6888 | 0 | 0 | 0 | 0
17.12. | 21 | 1174.6888 |  | 1174.6888 | 0 | 0 | 0 | 0
17.12. | 22 | 1179.6141 |  | 1179.6141 | 0 | 0 | 0 | 0
17.12. | 23 | 1191.9274 |  | 1191.9274 | 0 | 0 | 0 | 0
17.12. | 24 | 1189.4648 |  | 1189.4648 | 0 | 0 | 0 | 0
18.12. | 1 | 1189.4648 |  | 1189.4648 | 0 | 0 | 0 | 0
18.12. | 2 | 1189.4648 |  | 1189.4648 | 0 | 0 | 0 | 0
18.12. | 3 | 1182.0768 |  | 1182.0768 | 0 | 0 | 0 | 0
18.12. | 4 | 1179.6141 |  | 1179.6141 | 0 | 0 | 0 | 0
18.12. | 5 | 1167.3008 |  | 1167.3008 | 0 | 0 | 0 | 0
18.12. | 6 | 1172.2262 |  | 1172.2262 | 0 | 0 | 0 | 0
18.12. | 7 | 1177.1515 |  | 1177.1515 | 0 | 0 | 0 | 0
18.12. | 8 | 1164.8382 |  | 1164.8382 | 0 | 0 | 0 | 0
18.12. | 9 | 1162.3755 |  | 1162.3755 | 0 | 0 | 0 | 0
18.12. | 10 | 1167.3008 |  | 1167.3008 | 0 | 0 | 0 | 0
18.12. | 11 | 1152.5249 |  | 1152.5249 | 0 | 0 | 0 | 0
18.12. | 12 | 1140.2116 |  | 1140.2116 | 0 | 0 | 0 | 0
18.12. | 13 | 1142.6742 |  | 1142.6742 | 0 | 0 | 0 | 0
18.12. | 14 | 1145.1369 |  | 1145.1369 | 0 | 0 | 0 | 0
18.12. | 15 | 1159.9129 |  | 1159.9129 | 0 | 0 | 0 | 0
18.12. | 16 | 1167.3008 |  | 1167.3008 | 0 | 0 | 0 | 0
18.12. | 17 | 1172.2262 |  | 1172.2262 | 0 | 0 | 0 | 0
18.12. | 18 | 1191.9274 |  | 1191.9274 | 0 | 0 | 0 | 0
18.12. | 19 | 1199.3154 |  | 1199.3154 | 0 | 0 | 0 | 0
18.12. | 20 | 1211.6287 |  | 1211.6287 | 0 | 0 | 0 | 0
18.12. | 21 | 1194.3901 |  | 1194.3901 | 0 | 0 | 0 | 0
18.12. | 22 | 1187.0021 |  | 1187.0021 | 0 | 0 | 0 | 0
18.12. | 23 | 1182.0768 |  | 1182.0768 | 0 | 0 | 0 | 0
18.12. | 24 | 1167.3008 |  | 1167.3008 | 0 | 0 | 0 | 0
19.12. | 1 | 1090.9584 |  | 1090.9584 | 0 | 0 | 0 | 0
19.12. | 2 | 1100.809 |  | 1100.809 | 0 | 0 | 0 | 0
19.12. | 3 | 1110.6597 |  | 1110.6597 | 0 | 0 | 0 | 0
19.12. | 4 | 1073.7198 |  | 1073.7198 | 0 | 0 | 0 | 0
19.12. | 5 | 1105.7343 |  | 1105.7343 | 0 | 0 | 0 | 0
19.12. | 6 | 1113.1223 |  | 1113.1223 | 0 | 0 | 0 | 0
19.12. | 7 | 1100.809 |  | 1100.809 | 0 | 0 | 0 | 0
19.12. | 8 | 1103.2717 |  | 1103.2717 | 0 | 0 | 0 | 0
19.12. | 9 | 1100.809 |  | 1100.809 | 0 | 0 | 0 | 0
19.12. | 10 | 1046.6305 |  | 1046.6305 | 0 | 0 | 0 | 0
19.12. | 11 | 985.064 |  | 985.064 | 0 | 0 | 0 | 0
19.12. | 12 | 1002.3026 |  | 1002.3026 | 0 | 0 | 0 | 0
19.12. | 13 | 1019.5412 |  | 1019.5412 | 0 | 0 | 0 | 0
19.12. | 14 | 1071.2571 |  | 1071.2571 | 0 | 0 | 0 | 0
19.12. | 15 | 1100.809 |  | 1100.809 | 0 | 0 | 0 | 0
19.12. | 16 | 1100.809 |  | 1100.809 | 0 | 0 | 0 | 0
19.12. | 17 | 1120.5103 |  | 1120.5103 | 0 | 0 | 0 | 0
19.12. | 18 | 1110.6597 |  | 1110.6597 | 0 | 0 | 0 | 0
19.12. | 19 | 1113.1223 |  | 1113.1223 | 0 | 0 | 0 | 0
19.12. | 20 | 1125.4356 |  | 1125.4356 | 0 | 0 | 0 | 0
19.12. | 21 | 1058.9438 |  | 1058.9438 | 0 | 0 | 0 | 0
19.12. | 22 | 1061.4065 |  | 1061.4065 | 0 | 0 | 0 | 0
19.12. | 23 | 1058.9438 |  | 1058.9438 | 0 | 0 | 0 | 0
19.12. | 24 | 1046.6305 |  | 1046.6305 | 0 | 0 | 0 | 0
20.12. | 1 | 1014.6159 |  | 1014.6159 | 0 | 0 | 0 | 0
20.12. | 2 | 1002.3026 |  | 1002.3026 | 0 | 0 | 0 | 0
20.12. | 3 | 989.9893 |  | 989.9893 | 0 | 0 | 0 | 0
20.12. | 4 | 987.5267 |  | 987.5267 | 0 | 0 | 0 | 0
20.12. | 5 | 992.452 |  | 992.452 | 0 | 0 | 0 | 0
20.12. | 6 | 997.3773 |  | 997.3773 | 0 | 0 | 0 | 0
20.12. | 7 | 1007.2279 |  | 1007.2279 | 0 | 0 | 0 | 0
20.12. | 8 | 1024.4666 |  | 1024.4666 | 0 | 0 | 0 | 0
20.12. | 9 | 1041.7052 |  | 1041.7052 | 0 | 0 | 0 | 0
20.12. | 10 | 1039.2425 |  | 1039.2425 | 0 | 0 | 0 | 0
20.12. | 11 | 1029.3919 |  | 1029.3919 | 0 | 0 | 0 | 0
20.12. | 12 | 1012.1533 |  | 1012.1533 | 0 | 0 | 0 | 0
20.12. | 13 | 999.84 |  | 999.84 | 0 | 0 | 0 | 0
20.12. | 14 | 1026.9292 |  | 1026.9292 | 0 | 0 | 0 | 0
20.12. | 15 | 1058.9438 |  | 1058.9438 | 0 | 0 | 0 | 0
20.12. | 16 | 1068.7944 |  | 1068.7944 | 0 | 0 | 0 | 0
20.12. | 17 | 1076.1824 |  | 1076.1824 | 0 | 0 | 0 | 0
20.12. | 18 | 1113.1223 |  | 1113.1223 | 0 | 0 | 0 | 0
20.12. | 19 | 1142.6742 |  | 1142.6742 | 0 | 0 | 0 | 0
20.12. | 20 | 1132.8236 |  | 1132.8236 | 0 | 0 | 0 | 0
20.12. | 21 | 1145.1369 |  | 1145.1369 | 0 | 0 | 0 | 0
20.12. | 22 | 1135.2863 |  | 1135.2863 | 0 | 0 | 0 | 0
20.12. | 23 | 1130.3609 |  | 1130.3609 | 0 | 0 | 0 | 0
20.12. | 24 | 1125.4356 |  | 1125.4356 | 0 | 0 | 0 | 0
21.12. | 1 | 1071.2571 |  | 1071.2571 | 0 | 0 | 0 | 0
21.12. | 2 | 1063.8691 |  | 1063.8691 | 0 | 0 | 0 | 0
21.12. | 3 | 1061.4065 |  | 1061.4065 | 0 | 0 | 0 | 0
21.12. | 4 | 1061.4065 |  | 1061.4065 | 0 | 0 | 0 | 0
21.12. | 5 | 1061.4065 |  | 1061.4065 | 0 | 0 | 0 | 0
21.12. | 6 | 1056.4811 |  | 1056.4811 | 0 | 0 | 0 | 0
21.12. | 7 | 1063.8691 |  | 1063.8691 | 0 | 0 | 0 | 0
21.12. | 8 | 1122.973 |  | 1122.973 | 0 | 0 | 0 | 0
21.12. | 9 | 1122.973 |  | 1122.973 | 0 | 0 | 0 | 0
21.12. | 10 | 1130.3609 |  | 1130.3609 | 0 | 0 | 0 | 0
21.12. | 11 | 1078.6451 |  | 1078.6451 | 0 | 0 | 0 | 0
21.12. | 12 | 1049.0932 |  | 1049.0932 | 0 | 0 | 0 | 0
21.12. | 13 | 1044.1678 |  | 1044.1678 | 0 | 0 | 0 | 0
21.12. | 14 | 1049.0932 |  | 1049.0932 | 0 | 0 | 0 | 0
21.12. | 15 | 1049.0932 |  | 1049.0932 | 0 | 0 | 0 | 0
21.12. | 16 | 1051.5558 |  | 1051.5558 | 0 | 0 | 0 | 0
21.12. | 17 | 1076.1824 |  | 1076.1824 | 0 | 0 | 0 | 0
21.12. | 18 | 1108.197 |  | 1108.197 | 0 | 0 | 0 | 0
21.12. | 19 | 1159.9129 |  | 1159.9129 | 0 | 0 | 0 | 0
21.12. | 20 | 1162.3755 |  | 1162.3755 | 0 | 0 | 0 | 0
21.12. | 21 | 1172.2262 |  | 1172.2262 | 0 | 0 | 0 | 0
21.12. | 22 | 1167.3008 |  | 1167.3008 | 0 | 0 | 0 | 0
21.12. | 23 | 1169.7635 |  | 1169.7635 | 0 | 0 | 0 | 0
21.12. | 24 | 1162.3755 |  | 1162.3755 | 0 | 0 | 0 | 0
22.12. | 1 | 1071.2571 |  | 1071.2571 | 0 | 0 | 0 | 0
22.12. | 2 | 1039.2425 |  | 1039.2425 | 0 | 0 | 0 | 0
22.12. | 3 | 1034.3172 |  | 1034.3172 | 0 | 0 | 0 | 0
22.12. | 4 | 1031.8545 |  | 1031.8545 | 0 | 0 | 0 | 0
22.12. | 5 | 1022.0039 |  | 1022.0039 | 0 | 0 | 0 | 0
22.12. | 6 | 1022.0039 |  | 1022.0039 | 0 | 0 | 0 | 0
22.12. | 7 | 1014.6159 |  | 1014.6159 | 0 | 0 | 0 | 0
22.12. | 8 | 1009.6906 |  | 1009.6906 | 0 | 0 | 0 | 0
22.12. | 9 | 1017.0786 |  | 1017.0786 | 0 | 0 | 0 | 0
22.12. | 10 | 1019.5412 |  | 1019.5412 | 0 | 0 | 0 | 0
22.12. | 11 | 1024.4666 |  | 1024.4666 | 0 | 0 | 0 | 0
22.12. | 12 | 1002.3026 |  | 1002.3026 | 0 | 0 | 0 | 0
22.12. | 13 | 989.9893 |  | 989.9893 | 0 | 0 | 0 | 0
22.12. | 14 | 980.1387 |  | 980.1387 | 0 | 0 | 0 | 0
22.12. | 15 | 980.1387 |  | 980.1387 | 0 | 0 | 0 | 0
22.12. | 16 | 948.1241 |  | 948.1241 | 0 | 0 | 0 | 0
22.12. | 17 | 989.9893 |  | 989.9893 | 0 | 0 | 0 | 0
22.12. | 18 | 1054.0185 |  | 1054.0185 | 0 | 0 | 0 | 0
22.12. | 19 | 1066.3318 |  | 1066.3318 | 0 | 0 | 0 | 0
22.12. | 20 | 1076.1824 |  | 1076.1824 | 0 | 0 | 0 | 0
22.12. | 21 | 1086.0331 |  | 1086.0331 | 0 | 0 | 0 | 0
22.12. | 22 | 1078.6451 |  | 1078.6451 | 0 | 0 | 0 | 0
22.12. | 23 | 1098.3464 |  | 1098.3464 | 0 | 0 | 0 | 0
22.12. | 24 | 1095.8837 |  | 1095.8837 | 0 | 0 | 0 | 0
23.12. | 1 | 1076.1824 |  | 1076.1824 | 0 | 0 | 0 | 0
23.12. | 2 | 1076.1824 |  | 1076.1824 | 0 | 0 | 0 | 0
23.12. | 3 | 1066.3318 |  | 1066.3318 | 0 | 0 | 0 | 0
23.12. | 4 | 1049.0932 |  | 1049.0932 | 0 | 0 | 0 | 0
23.12. | 5 | 1090.9584 |  | 1090.9584 | 0 | 0 | 0 | 0
23.12. | 6 | 1093.421 |  | 1093.421 | 0 | 0 | 0 | 0
23.12. | 7 | 1090.9584 |  | 1090.9584 | 0 | 0 | 0 | 0
23.12. | 8 | 1088.4957 |  | 1088.4957 | 0 | 0 | 0 | 0
23.12. | 9 | 1086.0331 |  | 1086.0331 | 0 | 0 | 0 | 0
23.12. | 10 | 1083.5704 |  | 1083.5704 | 0 | 0 | 0 | 0
23.12. | 11 | 1090.9584 |  | 1090.9584 | 0 | 0 | 0 | 0
23.12. | 12 | 1083.5704 |  | 1083.5704 | 0 | 0 | 0 | 0
23.12. | 13 | 1068.7944 |  | 1068.7944 | 0 | 0 | 0 | 0
23.12. | 14 | 1071.2571 |  | 1071.2571 | 0 | 0 | 0 | 0
23.12. | 15 | 1076.1824 |  | 1076.1824 | 0 | 0 | 0 | 0
23.12. | 16 | 1066.3318 |  | 1066.3318 | 0 | 0 | 0 | 0
23.12. | 17 | 1071.2571 |  | 1071.2571 | 0 | 0 | 0 | 0
23.12. | 18 | 1088.4957 |  | 1088.4957 | 0 | 0 | 0 | 0
23.12. | 19 | 1103.2717 |  | 1103.2717 | 0 | 0 | 0 | 0
23.12. | 20 | 1100.809 |  | 1100.809 | 0 | 0 | 0 | 0
23.12. | 21 | 1108.197 |  | 1108.197 | 0 | 0 | 0 | 0
23.12. | 22 | 1113.1223 |  | 1113.1223 | 0 | 0 | 0 | 0
23.12. | 23 | 1127.8983 |  | 1127.8983 | 0 | 0 | 0 | 0
23.12. | 24 | 1105.7343 |  | 1105.7343 | 0 | 0 | 0 | 0
24.12. | 1 | 1105.7343 |  | 1105.7343 | 0 | 0 | 0 | 0
24.12. | 2 | 1105.7343 |  | 1105.7343 | 0 | 0 | 0 | 0
24.12. | 3 | 1100.809 |  | 1100.809 | 0 | 0 | 0 | 0
24.12. | 4 | 1105.7343 |  | 1105.7343 | 0 | 0 | 0 | 0
24.12. | 5 | 1056.4811 |  | 1056.4811 | 0 | 0 | 0 | 0
24.12. | 6 | 1056.4811 |  | 1056.4811 | 0 | 0 | 0 | 0
24.12. | 7 | 1051.5558 |  | 1051.5558 | 0 | 0 | 0 | 0
24.12. | 8 | 1031.8545 |  | 1031.8545 | 0 | 0 | 0 | 0
24.12. | 9 | 1034.3172 |  | 1034.3172 | 0 | 0 | 0 | 0
24.12. | 10 | 1039.2425 |  | 1039.2425 | 0 | 0 | 0 | 0
24.12. | 11 | 1039.2425 |  | 1039.2425 | 0 | 0 | 0 | 0
24.12. | 12 | 1041.7052 |  | 1041.7052 | 0 | 0 | 0 | 0
24.12. | 13 | 1026.9292 |  | 1026.9292 | 0 | 0 | 0 | 0
24.12. | 14 | 1036.7799 |  | 1036.7799 | 0 | 0 | 0 | 0
24.12. | 15 | 1056.4811 |  | 1056.4811 | 0 | 0 | 0 | 0
24.12. | 16 | 1036.7799 |  | 1036.7799 | 0 | 0 | 0 | 0
24.12. | 17 | 1044.1678 |  | 1044.1678 | 0 | 0 | 0 | 0
24.12. | 18 | 1076.1824 |  | 1076.1824 | 0 | 0 | 0 | 0
24.12. | 19 | 1122.973 |  | 1122.973 | 0 | 0 | 0 | 0
24.12. | 20 | 1147.5996 |  | 1147.5996 | 0 | 0 | 0 | 0
24.12. | 21 | 1154.9875 |  | 1154.9875 | 0 | 0 | 0 | 0
24.12. | 22 | 1154.9875 |  | 1154.9875 | 0 | 0 | 0 | 0
24.12. | 23 | 1152.5249 |  | 1152.5249 | 0 | 0 | 0 | 0
24.12. | 24 | 1132.8236 |  | 1132.8236 | 0 | 0 | 0 | 0
25.12. | 1 | 1169.7635 |  | 1169.7635 | 0 | 0 | 0 | 0
25.12. | 2 | 1169.7635 |  | 1169.7635 | 0 | 0 | 0 | 0
25.12. | 3 | 1172.2262 |  | 1172.2262 | 0 | 0 | 0 | 0
25.12. | 4 | 1162.3755 |  | 1162.3755 | 0 | 0 | 0 | 0
25.12. | 5 | 1162.3755 |  | 1162.3755 | 0 | 0 | 0 | 0
25.12. | 6 | 1174.6888 |  | 1174.6888 | 0 | 0 | 0 | 0
25.12. | 7 | 1184.5395 |  | 1184.5395 | 0 | 0 | 0 | 0
25.12. | 8 | 1179.6141 |  | 1179.6141 | 0 | 0 | 0 | 0
25.12. | 9 | 1184.5395 |  | 1184.5395 | 0 | 0 | 0 | 0
25.12. | 10 | 1172.2262 |  | 1172.2262 | 0 | 0 | 0 | 0
25.12. | 11 | 1179.6141 |  | 1179.6141 | 0 | 0 | 0 | 0
25.12. | 12 | 1162.3755 |  | 1162.3755 | 0 | 0 | 0 | 0
25.12. | 13 | 1145.1369 |  | 1145.1369 | 0 | 0 | 0 | 0
25.12. | 14 | 1135.2863 |  | 1135.2863 | 0 | 0 | 0 | 0
25.12. | 15 | 1135.2863 |  | 1135.2863 | 0 | 0 | 0 | 0
25.12. | 16 | 1132.8236 |  | 1132.8236 | 0 | 0 | 0 | 0
25.12. | 17 | 1132.8236 |  | 1132.8236 | 0 | 0 | 0 | 0
25.12. | 18 | 1162.3755 |  | 1162.3755 | 0 | 0 | 0 | 0
25.12. | 19 | 1204.2407 |  | 1204.2407 | 0 | 0 | 0 | 0
25.12. | 20 | 1216.554 |  | 1216.554 | 0 | 0 | 0 | 0
25.12. | 21 | 1214.0914 |  | 1214.0914 | 0 | 0 | 0 | 0
25.12. | 22 | 1216.554 |  | 1216.554 | 0 | 0 | 0 | 0
25.12. | 23 | 1211.6287 |  | 1211.6287 | 0 | 0 | 0 | 0
25.12. | 24 | 1191.9274 |  | 1191.9274 | 0 | 0 | 0 | 0
26.12. | 1 | 1187.0021 |  | 1187.0021 | 0 | 0 | 0 | 0
26.12. | 2 | 1194.3901 |  | 1194.3901 | 0 | 0 | 0 | 0
26.12. | 3 | 1189.4648 |  | 1189.4648 | 0 | 0 | 0 | 0
26.12. | 4 | 1184.5395 |  | 1184.5395 | 0 | 0 | 0 | 0
26.12. | 5 | 1182.0768 |  | 1182.0768 | 0 | 0 | 0 | 0
26.12. | 6 | 1177.1515 |  | 1177.1515 | 0 | 0 | 0 | 0
26.12. | 7 | 1169.7635 |  | 1169.7635 | 0 | 0 | 0 | 0
26.12. | 8 | 1172.2262 |  | 1172.2262 | 0 | 0 | 0 | 0
26.12. | 9 | 1179.6141 |  | 1179.6141 | 0 | 0 | 0 | 0
26.12. | 10 | 1184.5395 |  | 1184.5395 | 0 | 0 | 0 | 0
26.12. | 11 | 1172.2262 |  | 1172.2262 | 0 | 0 | 0 | 0
26.12. | 12 | 1159.9129 |  | 1159.9129 | 0 | 0 | 0 | 0
26.12. | 13 | 1154.9875 |  | 1154.9875 | 0 | 0 | 0 | 0
26.12. | 14 | 1154.9875 |  | 1154.9875 | 0 | 0 | 0 | 0
26.12. | 15 | 1145.1369 |  | 1145.1369 | 0 | 0 | 0 | 0
26.12. | 16 | 1150.0622 |  | 1150.0622 | 0 | 0 | 0 | 0
26.12. | 17 | 1152.5249 |  | 1152.5249 | 0 | 0 | 0 | 0
26.12. | 18 | 1184.5395 |  | 1184.5395 | 0 | 0 | 0 | 0
26.12. | 19 | 1196.8528 |  | 1196.8528 | 0 | 0 | 0 | 0
26.12. | 20 | 1199.3154 |  | 1199.3154 | 0 | 0 | 0 | 0
26.12. | 21 | 1201.7781 |  | 1201.7781 | 0 | 0 | 0 | 0
26.12. | 22 | 1206.7034 |  | 1206.7034 | 0 | 0 | 0 | 0
26.12. | 23 | 1223.942 |  | 1223.942 | 0 | 0 | 0 | 0
26.12. | 24 | 1191.9274 |  | 1191.9274 | 0 | 0 | 0 | 0
27.12. | 1 | 1150.0622 |  | 1150.0622 | 0 | 0 | 0 | 0
27.12. | 2 | 1154.9875 |  | 1154.9875 | 0 | 0 | 0 | 0
27.12. | 3 | 1157.4502 |  | 1157.4502 | 0 | 0 | 0 | 0
27.12. | 4 | 1154.9875 |  | 1154.9875 | 0 | 0 | 0 | 0
27.12. | 5 | 1150.0622 |  | 1150.0622 | 0 | 0 | 0 | 0
27.12. | 6 | 1152.5249 |  | 1152.5249 | 0 | 0 | 0 | 0
27.12. | 7 | 1157.4502 |  | 1157.4502 | 0 | 0 | 0 | 0
27.12. | 8 | 1172.2262 |  | 1172.2262 | 0 | 0 | 0 | 0
27.12. | 9 | 1172.2262 |  | 1172.2262 | 0 | 0 | 0 | 0
27.12. | 10 | 1145.1369 |  | 1145.1369 | 0 | 0 | 0 | 0
27.12. | 11 | 1076.1824 |  | 1076.1824 | 0 | 0 | 0 | 0
27.12. | 12 | 1093.421 |  | 1093.421 | 0 | 0 | 0 | 0
27.12. | 13 | 1100.809 |  | 1100.809 | 0 | 0 | 0 | 0
27.12. | 14 | 1167.3008 |  | 1167.3008 | 0 | 0 | 0 | 0
27.12. | 15 | 1159.9129 |  | 1159.9129 | 0 | 0 | 0 | 0
27.12. | 16 | 1167.3008 |  | 1167.3008 | 0 | 0 | 0 | 0
27.12. | 17 | 1189.4648 |  | 1189.4648 | 0 | 0 | 0 | 0
27.12. | 18 | 1204.2407 |  | 1204.2407 | 0 | 0 | 0 | 0
27.12. | 19 | 1211.6287 |  | 1211.6287 | 0 | 0 | 0 | 0
27.12. | 20 | 1214.0914 |  | 1214.0914 | 0 | 0 | 0 | 0
27.12. | 21 | 1211.6287 |  | 1211.6287 | 0 | 0 | 0 | 0
27.12. | 22 | 1209.1661 |  | 1209.1661 | 0 | 0 | 0 | 0
27.12. | 23 | 1211.6287 |  | 1211.6287 | 0 | 0 | 0 | 0
27.12. | 24 | 1206.7034 |  | 1206.7034 | 0 | 0 | 0 | 0
28.12. | 1 | 1204.2407 |  | 1204.2407 | 0 | 0 | 0 | 0
28.12. | 2 | 1191.9274 |  | 1191.9274 | 0 | 0 | 0 | 0
28.12. | 3 | 1184.5395 |  | 1184.5395 | 0 | 0 | 0 | 0
28.12. | 4 | 1189.4648 |  | 1189.4648 | 0 | 0 | 0 | 0
28.12. | 5 | 1179.6141 |  | 1179.6141 | 0 | 0 | 0 | 0
28.12. | 6 | 1169.7635 |  | 1169.7635 | 0 | 0 | 0 | 0
28.12. | 7 | 1150.0622 |  | 1150.0622 | 0 | 0 | 0 | 0
28.12. | 8 | 1154.9875 |  | 1154.9875 | 0 | 0 | 0 | 0
28.12. | 9 | 1169.7635 |  | 1169.7635 | 0 | 0 | 0 | 0
28.12. | 10 | 1177.1515 |  | 1177.1515 | 0 | 0 | 0 | 0
28.12. | 11 | 1182.0768 |  | 1182.0768 | 0 | 0 | 0 | 0
28.12. | 12 | 1167.3008 |  | 1167.3008 | 0 | 0 | 0 | 0
28.12. | 13 | 1150.0622 |  | 1150.0622 | 0 | 0 | 0 | 0
28.12. | 14 | 1159.9129 |  | 1159.9129 | 0 | 0 | 0 | 0
28.12. | 15 | 1152.5249 |  | 1152.5249 | 0 | 0 | 0 | 0
28.12. | 16 | 1162.3755 |  | 1162.3755 | 0 | 0 | 0 | 0
28.12. | 17 | 1167.3008 |  | 1167.3008 | 0 | 0 | 0 | 0
28.12. | 18 | 1164.8382 |  | 1164.8382 | 0 | 0 | 0 | 0
28.12. | 19 | 1172.2262 |  | 1172.2262 | 0 | 0 | 0 | 0
28.12. | 20 | 1174.6888 |  | 1174.6888 | 0 | 0 | 0 | 0
28.12. | 21 | 1179.6141 |  | 1179.6141 | 0 | 0 | 0 | 0
28.12. | 22 | 1137.7489 |  | 1137.7489 | 0 | 0 | 0 | 0
28.12. | 23 | 1137.7489 |  | 1137.7489 | 0 | 0 | 0 | 0
28.12. | 24 | 1132.8236 |  | 1132.8236 | 0 | 0 | 0 | 0
29.12. | 1 | 1120.5103 |  | 1120.5103 | 0 | 0 | 0 | 0
29.12. | 2 | 1120.5103 |  | 1120.5103 | 0 | 0 | 0 | 0
29.12. | 3 | 1118.0476 |  | 1118.0476 | 0 | 0 | 0 | 0
29.12. | 4 | 1120.5103 |  | 1120.5103 | 0 | 0 | 0 | 0
29.12. | 5 | 1120.5103 |  | 1120.5103 | 0 | 0 | 0 | 0
29.12. | 6 | 1115.585 |  | 1115.585 | 0 | 0 | 0 | 0
29.12. | 7 | 1115.585 |  | 1115.585 | 0 | 0 | 0 | 0
29.12. | 8 | 1118.0476 |  | 1118.0476 | 0 | 0 | 0 | 0
29.12. | 9 | 1159.9129 |  | 1159.9129 | 0 | 0 | 0 | 0
29.12. | 10 | 1162.3755 |  | 1162.3755 | 0 | 0 | 0 | 0
29.12. | 11 | 1145.1369 |  | 1145.1369 | 0 | 0 | 0 | 0
29.12. | 12 | 1083.5704 |  | 1083.5704 | 0 | 0 | 0 | 0
29.12. | 13 | 1086.0331 |  | 1086.0331 | 0 | 0 | 0 | 0
29.12. | 14 | 1090.9584 |  | 1090.9584 | 0 | 0 | 0 | 0
29.12. | 15 | 1095.8837 |  | 1095.8837 | 0 | 0 | 0 | 0
29.12. | 16 | 1063.8691 |  | 1063.8691 | 0 | 0 | 0 | 0
29.12. | 17 | 1068.7944 |  | 1068.7944 | 0 | 0 | 0 | 0
29.12. | 18 | 1083.5704 |  | 1083.5704 | 0 | 0 | 0 | 0
29.12. | 19 | 1090.9584 |  | 1090.9584 | 0 | 0 | 0 | 0
29.12. | 20 | 1093.421 |  | 1093.421 | 0 | 0 | 0 | 0
29.12. | 21 | 1088.4957 |  | 1088.4957 | 0 | 0 | 0 | 0
29.12. | 22 | 1090.9584 |  | 1090.9584 | 0 | 0 | 0 | 0
29.12. | 23 | 1090.9584 |  | 1090.9584 | 0 | 0 | 0 | 0
29.12. | 24 | 1086.0331 |  | 1086.0331 | 0 | 0 | 0 | 0
30.12. | 1 | 1009.6906 |  | 1009.6906 | 0 | 0 | 0 | 0
30.12. | 2 | 1002.3026 |  | 1002.3026 | 0 | 0 | 0 | 0
30.12. | 3 | 1002.3026 |  | 1002.3026 | 0 | 0 | 0 | 0
30.12. | 4 | 999.84 |  | 999.84 | 0 | 0 | 0 | 0
30.12. | 5 | 945.6614 |  | 945.6614 | 0 | 0 | 0 | 0
30.12. | 6 | 943.1988 |  | 943.1988 | 0 | 0 | 0 | 0
30.12. | 7 | 938.2735 |  | 938.2735 | 0 | 0 | 0 | 0
30.12. | 8 | 933.3481 |  | 933.3481 | 0 | 0 | 0 | 0
30.12. | 9 | 940.7361 |  | 940.7361 | 0 | 0 | 0 | 0
30.12. | 10 | 940.7361 |  | 940.7361 | 0 | 0 | 0 | 0
30.12. | 11 | 938.2735 |  | 938.2735 | 0 | 0 | 0 | 0
30.12. | 12 | 928.4228 |  | 928.4228 | 0 | 0 | 0 | 0
30.12. | 13 | 935.8108 |  | 935.8108 | 0 | 0 | 0 | 0
30.12. | 14 | 940.7361 |  | 940.7361 | 0 | 0 | 0 | 0
30.12. | 15 | 955.5121 |  | 955.5121 | 0 | 0 | 0 | 0
30.12. | 16 | 940.7361 |  | 940.7361 | 0 | 0 | 0 | 0
30.12. | 17 | 972.7507 |  | 972.7507 | 0 | 0 | 0 | 0
30.12. | 18 | 1026.9292 |  | 1026.9292 | 0 | 0 | 0 | 0
30.12. | 19 | 1036.7799 |  | 1036.7799 | 0 | 0 | 0 | 0
30.12. | 20 | 1031.8545 |  | 1031.8545 | 0 | 0 | 0 | 0
30.12. | 21 | 1044.1678 |  | 1044.1678 | 0 | 0 | 0 | 0
30.12. | 22 | 1049.0932 |  | 1049.0932 | 0 | 0 | 0 | 0
30.12. | 23 | 1049.0932 |  | 1049.0932 | 0 | 0 | 0 | 0
30.12. | 24 | 1044.1678 |  | 1044.1678 | 0 | 0 | 0 | 0
31.12. | 1 | 1029.3919 |  | 1029.3919 | 0 | 0 | 0 | 0
31.12. | 2 | 1007.2279 |  | 1007.2279 | 0 | 0 | 0 | 0
31.12. | 3 | 980.1387 |  | 980.1387 | 0 | 0 | 0 | 0
31.12. | 4 | 965.3627 |  | 965.3627 | 0 | 0 | 0 | 0
31.12. | 5 | 957.9747 |  | 957.9747 | 0 | 0 | 0 | 0
31.12. | 6 | 957.9747 |  | 957.9747 | 0 | 0 | 0 | 0
31.12. | 7 | 960.4374 |  | 960.4374 | 0 | 0 | 0 | 0
31.12. | 8 | 960.4374 |  | 960.4374 | 0 | 0 | 0 | 0
31.12. | 9 | 955.5121 |  | 955.5121 | 0 | 0 | 0 | 0
31.12. | 10 | 957.9747 |  | 957.9747 | 0 | 0 | 0 | 0
31.12. | 11 | 957.9747 |  | 957.9747 | 0 | 0 | 0 | 0
31.12. | 12 | 965.3627 |  | 965.3627 | 0 | 0 | 0 | 0
31.12. | 13 | 965.3627 |  | 965.3627 | 0 | 0 | 0 | 0
31.12. | 14 | 967.8254 |  | 967.8254 | 0 | 0 | 0 | 0
31.12. | 15 | 967.8254 |  | 967.8254 | 0 | 0 | 0 | 0
31.12. | 16 | 950.5868 |  | 950.5868 | 0 | 0 | 0 | 0
31.12. | 17 | 943.1988 |  | 943.1988 | 0 | 0 | 0 | 0
31.12. | 18 | 962.9001 |  | 962.9001 | 0 | 0 | 0 | 0
31.12. | 19 | 994.9146 |  | 994.9146 | 0 | 0 | 0 | 0
31.12. | 20 | 1004.7653 |  | 1004.7653 | 0 | 0 | 0 | 0
31.12. | 21 | 1007.2279 |  | 1007.2279 | 0 | 0 | 0 | 0
31.12. | 22 | 1017.0786 |  | 1017.0786 | 0 | 0 | 0 | 0
31.12. | 23 | 1017.0786 |  | 1017.0786 | 0 | 0 | 0 | 0
31.12. | 24 | 980.1387 |  | 980.1387 | 0 | 0 | 0 | 0